## Master_Dataset
code | Description | unit | quantity | unit_price | total_price | Category | manhours | wage
| Cost of Bank Guarantee (Down Payment, Execution, Warranty - exclusion of FX, Tracker, SI, PCU, TC supply) | ls | 1 | 115580 | 115580 | General Costs
| Cleaning of the PV Modules to be carried out immediately before the final electrification and anyway in order to guarantee the optimal performance of the PV Park from the beginning. | N° PV Modules | 15390 | 2.5284 | 38912.6745 | Cleaning and Cabling of PV Mod.
| Topographical survey | ls | 1 | 7848.2743 | 7848.2743 | General Costs
| Geological and geotechnical including surveys and electrical grounding parameters. | ls | 1 | 15823 | 15823 | General Costs
| Underground investigation of existing utilities / foundations | ls | 1 | 9156.32 | 9156.32 | General Costs
| Executive Civil Design | ls | 1 | 111183.8861 | 111183.8861 | General Costs | 1853.0648 | 60
| Red Lines Civil Design | ls | 1 | 7116.7834 | 7116.7834 | General Costs | 118.6131 | 60
| External Roads Executive Design | ls | 1 | 6540.2286 | 6540.2286 | General Costs | 109.0038 | 60
| External Roads Red Lines Design | ls | 1 | 6409.424 | 6409.424 | General Costs | 106.8237 | 60
| As Built Civil Design | ls | 1 | 13082.3224 | 13082.3224 | General Costs | 218.0387 | 60
| As Built Engineering Firefighting FF | ls | 1 | 1962.3484 | 1962.3484 | General Costs | 32.7058 | 60
| Design for permit | ls | 1 | 15696.5486 | 15696.5486 | General Costs | 261.6091 | 60
| Executive Electrical Design | ls | 1 | 124264.3432 | 124264.3432 | General Costs | 2071.0724 | 60
| FIREFIGHTING FF EXECUTIVE DESIGN Executive design of all fire detection and fire fighting system included in BOP scope of supply (including FF Engineering for TAC, in case TAC is in SoW) | ls | 1 | 6540.2286 | 6540.2286 | General Costs | 109.0038 | 60
| FIREFIGHTING FF CERTIFICATION Hand over to ENEL of all declartions and certification related to "safety relevant systems", to be used for "SCIA Antincendio" - reference Italian Decress 37/08, 07/08/12, 20/12/12 | ls | 1 | 3270.1143 | 3270.1143 | General Costs | 54.5019 | 60
| Red Lines Electrical Design | ls | 1 | 8425.0156 | 8425.0156 | General Costs | 140.4169 | 60
| Red Lines Engineering Firefighting FF | ls | 1 | 3270.1143 | 3270.1143 | General Costs | 54.5019 | 60
| As Built Electrical Design | ls | 1 | 19620.6858 | 19620.6858 | General Costs | 327.0114 | 60
| All necessary measures to minimize the impacts of the project on landscape and other environmental components (e.g. natural and phisycal screens, noise barriers,…) - Opera di mitigazione perimetrale realizzata in accordo alle specifiche tecniche riportate nelle prescrizioni autorizzative del Decreto di AU | ls | 1 | 130804.5718 | 130804.5718 | Civil Works | 440.1143 | 40
| General costs (Project Manager- Site Manager- Civil Supervisor - Electrical Supervisor- Mechanical Supervisor- Quality Controller- Material Supervisor- Topographical surveyor) | h | 6560 | 52.6778 | 345566.5268 | Site Costs | 1 | 52.6778
| Unloading and Storage of SI / PCU/TC | ls | 1 | 3302.4694 | 3302.4694 | Electrical Works | 42.5617 | 40
| Unloading and Storage of the tracker structures and equipments | ls | 1 | 13242.0772 | 13242.0772 | Tracker Inst. | 153.5519 | 40
| Unloading and Storage of PV Modules | ls | 1 | 13242.0772 | 13242.0772 | Electrical Works | 153.5519 | 40
| Services and Utilities | ls | 1 | 7848.2743 | 7848.2743 | Site Costs
| General camp Facilities | ls | 1 | 114846.4141 | 114846.4141 | Site Costs
| Access control facilities - Site signs | ls | 1 | 0 | 0 | Site Costs
| Cabling & Network Services | ls | 1 | 0 | 0 | Site Costs
| Security and surveillance service | month | 10 | 23544.8229 | 235448.2293 | Site Costs
| Extra time site camp | week | 1 | 4204.4327 | 4204.4327 | Site Costs
| Decommisioning and dismantling | ls | 1 | 10464.3657 | 10464.3657 | Site Costs
| Preliminary check and turnover documentation | ls | 1 | 4447.3554 | 4447.3554 | Electrical Works | 78.9471 | 50
| Performance ratio tests | ls | 1 | 27076.5464 | 27076.5464 | Electrical Works | 516.5309 | 50
| PHOTOVOLTAIC SYSTEM VERIFICATIONS | ls | 1 | 19097.4675 | 19097.4675 | Electrical Works | 311.9493 | 50
| PV PARK TEMPORARY OPERATION SERVICE (par. 12.13) - Phase 1 | ls | 1 | 40603.6701 | 40603.6701 | Electrical Works | 560.4734 | 50
| PV PARK TEMPORARY OPERATION SERVICE (par. 12.13) - Phase 2 | month | 1 | 45469.8316 | 45469.8316 | Electrical Works | 809.3966 | 50
| Fence and Gate (FENCING VERIFICATIONS) | ls | 1 | 3819.4935 | 3819.4935 | Electrical Works | 71.3899 | 50
| Field Monitoring System (FMS) - Meteorological Monitoring System (MMS) | ls | 1 | 15173.3303 | 15173.3303 | Electrical Works | 261.4666 | 50
02.01.01.00/04 | VEGETAL SUPPRESSION, AREA CLEARING AND STRIPPING Removal of all obstructions such as vegetation (Manual and Machanized), trees of having any circumference, shrubs, boulders and/or other debris. Included loading, transportation up to final destination, unloading, spreading. | m2 | 100000 | 0.65412 | 65411.6119 | Earth Movement | 0.0076029 | 40
11.04.02.00/01 | LOADING, TRANSPORTING AND SPREADING OF TOPSOIL LAYERS IN DEGRADED AREAS New transportation of topsoil material to a specific area by ENEL request to prepare the surface for seeding. | m3 | 1650 | 17.0046 | 28057.5807 | Earth Movement | 0.16261 | 40
02.01.02.00/01 | TOPSOIL EXCAVATION Removal of topsoil layer, any depth, including loading, transportation, unloading and spreading. Topsoil should be stockpiled for later reuse as needed. | m2 | 5500 | 4.9052 | 26978.4429 | Earth Movement | 0.087629 | 40
02.01.05.00/04 | EXCAVATION IN SOIL Excavation in soil, any depth, with mechanical means "dozer" and "scraper" including loading and transport to usage location or authorized dump to any distance, spreading, natural compaction and geometrical embankment conformation according to the design. Including testing as prescribed. | m3 | 3000 | 12.4264 | 37279.303 | Earth Movement | 0.17066 | 40
02.04.02.00/04 | EXCAVATION IN ROCKY SOILS BY HAMMERING Excavation in rocky soil, any depth, with hammer demolition equipment including loading and transport to usage location or authorized dump to any distance, spreading, natural compaction and geometrical embankment conformation according to the design. Including testing as prescribed. | m3 | 0 | 0 | 0 | Trenching
02.04.01.00/04 | EXCAVATION IN ROCKY SOILS BY CONTROLLED BLASTING Excavation in rocky soil, any depth, with massive blasting including loading and transport to usage location or authorized dump to any distance, spreading, natural compaction and geometrical embankment conformation according to the design. Including testing as prescribed. | m3 | 0 | 0 | 0 | Trenching
03.01.00.00/03 | PREPARATION OF THE SUBGRADE Compaction and assessment of the subgrade layer: any slope. Including testing as prescribed. | m2 | 4000 | 3.2963 | 13185.1008 | Earth Movement | 0.047407 | 40
03.03.00.00/01 | EMBANKMENT: MATERIAL FROM ON-SITE EXCAVATION OR ON-SITE STORAGE Excution with material from on-site excavation or on-site storage, according to drawings and technical specifications. Including compaction and testing as prescribed. | m3 | 700 | 9.1563 | 6409.424 | Earth Movement | 0.19391 | 40
03.03.00.00/07 | EMBANKMENT: MATERIAL IMPORTED FROM QUARRY OR CHUSHING PLANT AS PER DESIGN Execution with material from quarry or crushing plant, according to drawings and technical specifications. Including supply, loading, transportation, spreading, compaction and testing as prescribed. | m3 | 700 | 41.8575 | 29300.2241 | Earth Movement | 0.17144 | 40
02.06.00.00/03 | LOADING, TRANSPORTATION, DISPOSAL AND STORAGE OF EXCAVATED MATERIAL: INERT WASTE LANDFILL/RECYCLING PLANT Loading and transport at any distance for not-dangerous soils and rocks, spreading, natural compaction and geometrical embankment conformation according to the design. All duties including additional tests required by the dump. Any disposal compensations/fees arising from the landfill/recycling plants and/or third party. | m3 | 0 | 0 | 0 | Earth Movement
02.06.00.00/05 | LOADING, TRANSPORTATION, DISPOSAL AND STORAGE OF EXCAVATED MATERIAL: HAZARDOUS LANDFILL/RECYCLING PLANT Loading and transport at any distance for dangerous soils and rocks, spreading, natural compaction and geometrical embankment conformation according to the design. All duties including additional tests required by the dump. Any disposal compensations/fees arising from the landfill/recycling plants. | m3 | 0 | 0 | 0 | Earth Movement
04.02.00.00/04 | AGGREGATE SUB-BASE: MATERIAL TYPE AS PER THE DESIGN Execution of road and crane pad aggregate sub-base with material as per design and technical specifications (from on-site excavation, crushing plant or imported from quarry). Including excavation/production, loading, transportation up the usage location, spreading, compaction and testing. | m3 | 1200 | 65.4023 | 78482.7431 | Roads | 0.22227 | 40
04.02.00.00/08 | AGGREGATE BASE: MATERIAL TYPE AS PER THE DESIGN Execution of road and crane pad aggregate base with material as per design and technical specifications (crushing plant or imported from quarry). Including excavation/production, loading, transportation up the usage location, spreading, compaction and testing. | m3 | 400 | 119.0322 | 47612.8641 | Roads | 0.34153 | 40
03.07.00.00/04 | CEMENT STABILIZATION: ANY TYPE OF CEMENT, PERCENTAGE BY WEIGHT ACCORDING THE DESIGN Material supply, placement and compaction, and testing. Includes preliminary testing for determining cement dosage based on moisture content. | m3 | 0 | 0 | 0 | Roads
05.01.04.00/04 | GEO-SYNTHETICS: GEOTEXTILES Supply and installation of geotextiles for reinforcement with weight per unit area according to the design in the whole width of the roads and pads, as shown on the drawings, including ancillary material for overlapping and proper installation. | m2 | 4000 | 9.8103 | 39241.3716 | Civil Works | 0.045259 | 40
04.03.01.00/01 | SURFACE COURSE: CONCRETE PAVING Supply and installation of concrete finishing according to the design criteria and the local/federal codes. | m3 | 0 | 0 | 0 | Roads
04.03.02.00/02 | SURFACE COURSE: ASPHALT Supply and installation of asphalt finishing according to the design criteria and the local/federal codes. | m3 | 1000 | 46.4095 | 46409.4621 | Civil Works | 0.47274 | 40
07.02.01.00/01 | NARROW EXCAVATION: DEPTH 0 TO 6.5 FT / 0 TO 2 M Including excavation, surface preparationl and transportation of the excavated material to storage/disposal areas | m3 | 326 | 22.2368 | 7249.1894 | Civil Works | 0.20592 | 40
07.02.04.00/01 | DRAINING MATERIAL FROM ON-SITE EXCAVATION OR ON-SITE STORAGE Including the filling of the trench with draining material from on-site excavation or on-site storage | m3 | 0 | 0 | 0 | Civil Works
07.02.04.00/03 | DRAINING MATERIAL IMPORTED FROM QUARRY Including the filling of the trench with draining material from a commercial quarry | m3 | 326 | 39.2414 | 12792.6871 | Civil Works | 0.13103 | 40
07.04.03.00/05 | GROUND WATER DRAINAGE PIPES - PVC CORRUGATED FLEXIBLE DRAIN PIPES: DN 300 - NPS 12 Including excavation, surface preparation, soil disposal and transportation to dump, lining, backfill as well as supply and installation of all materials and accessory component necessary for the correct implementation and functioning. Closest dimension shall be applied. | m | 651 | 104.6437 | 68123.021 | Civil Works | 0.41609 | 40
07.03.01.00/03 | EXCAVATION OF DRAINAGE CANAL/DITCHES AND RETENTION/LAMINATION BASINS: ANY KIND OF SOIL AND ANY DEPTH Any form, including excavation, surface preparation, soil disposal and transportation to dump including all activities necessary before the linning | m3 | 479 | 39.2414 | 18796.617 | Civil Works | 0.45603 | 40
07.03.02.01/01 | LINING OF DRAINAGE CANAL/DITCHES: GEOTEXTILE LINING Supply and installation of geotextile lining (all activities included, except excavation) | m2 | 1302 | 9.8103 | 12773.0664 | Civil Works | 0.070259 | 40
07.03.02.03/01 | LINING OF DRAINAGE CANAL/DITCHES: CONCRETE LINING Supply and installation of concrete lining (all activities included, except excavation) | m2 | 0 | 0 | 0 | Civil Works
07.06.01.00/02 | CONCRETE CONNECTION PITS - NON-REINFORCED/REINFORCED: INNER DIMENSION 50 X 50 CM - PRECAST Supply and installation of concrete connection pits: inner dimension 50 x 50 cm - precast (all works included; also excavation and backfilling with on-site material) | each | 0 | 0 | 0 | Civil Works
07.06.01.00/05 | CONCRETE CONNECTION PITS - NON-REINFORCED/REINFORCED: INNER DIMENSION 100 X 100 CM - PRECAST Supply and installation of precast concrete connection pits (including excavation and backfilling with on-site material, also concrete upper slab with the hole for the manhole cover - circle D60 or square 60x60cm; manhole not included). | each | 0 | 0 | 0 | Civil Works
07.06.04.00/02 | CAST IRON LIDS/MANHOLE COVERS FOR PITS: 50 x 50 CM Supply and installation of cast iron lids/manhole covers for pits: internal size 50x50 cm | each | 0 | 0 | 0 | Civil Works
07.06.04.00/03 | CAST IRON LIDS/MANHOLE COVERS FOR PITS: 60 x 60 CM (OR D60) Supply and installation of cast iron lids/manhole covers for pits: internal size D60 or 60x60 cm | each | 0 | 0 | 0 | Civil Works
07.05.02.00/03 | REINFORCED CONCRETE PIPES: DN 600 - NPS 24 Supply and installation of reinforced concrete pipes (all works included, also excavation; closest dimension shall be applied) | m | 25 | 261.6091 | 6540.2286 | Civil Works | 0.66523 | 40
07.05.02.00/04 | REINFORCED CONCRETE PIPES: DN 800 - NPS 32 Supply and installation of reinforced concrete pipes (all works included, also excavation; closest dimension shall be applied) | m | 0 | 0 | 0 | Civil Works
07.05.02.00/05 | REINFORCED CONCRETE PIPES: DN 1000 - NPS 40 Supply and installation of reinforced concrete pipes (all works included, also excavation; closest dimension shall be applied) | m | 0 | 0 | 0 | Civil Works
07.05.02.00/12 | REINFORCED BOX CULVERTS: NOMINAL WIDTH 1600 MM - 64 IN Supply and installation of reinforced concrete box culverts (all works included, also excavation; closest dimension shall be applied) | m | 0 | 0 | 0 | Civil Works
07.05.02.00/14 | REINFORCED BOX CULVERTS: AS PER DESIGN Supply and installation of reinforced concrete box cuverts (all works included, also excavation; closest dimension shall be applied) | m | 0 | 0 | 0 | Civil Works
02.01.05.00/04 | EXCAVATION IN SOIL Excavation in soil, any depth, with mechanical means "dozer" and "scraper" including loading and transport to usage location or authorized dump to any distance, spreading, natural compaction and geometrical embankment conformation according to the design. Including testing as prescribed. | m3 | 0 | 0 | 0 | Earth Movement
02.04.02.00/04 | EXCAVATION IN ROCKY SOILS BY HAMMERING Excavation in rocky soil, any depth, with hammer demolition equipment including loading and transport to usage location or authorized dump to any distance, spreading, natural compaction and geometrical embankment conformation according to the design. Including testing as prescribed. | m3 | 0 | 0 | 0 | Trenching
02.04.01.00/04 | EXCAVATION IN ROCKY SOILS BY CONTROLLED BLASTING Excavation in rocky soil, any depth, with massive blasting including loading and transport to usage location or authorized dump to any distance, spreading, natural compaction and geometrical embankment conformation according to the design. Including testing as prescribed. | m3 | 0 | 0 | 0 | Trenching
03.01.00.00/03 | PREPARATION OF THE SUBGRADE Compaction and assessment of the subgrade layer: any slope. Including testing as prescribed. | m2 | 0 | 0 | 0 | Earth Movement
03.03.00.00/01 | EMBANKMENT: MATERIAL FROM ON-SITE EXCAVATION OR ON-SITE STORAGE Execution with material from on-site excavation or on-site storage, according to drawings and technical specifications. Including compaction and testing as prescribed. | m3 | 0 | 0 | 0 | Civil Works
03.03.00.00/07 | EMBANKMENT: MATERIAL IMPORTED FROM QUARRY OR CHUSHING PLANT AS PER DESIGN Execution with material from quarry or crushing plant, according to drawings and technical specifications. Including supply, loading, transportation, spreading, compaction and testing as prescribed. | m3 | 0 | 0 | 0 | Earth Movement
07.07.01.00/02 | INCLINED DRAINAGE DITCHES - AS PER DESIGN: SECTION AREA OF 0,3 M2 UP 1 M2 Any form, any material (stones, concrete, etc.) including excavation, surface preparation, soil disposal and transportation to dump, backfilling compaction, lining as well as supply and installation of all materials and accessory components necessary for the correct implementation and functioning. In case of concrete lining consider a thickness of 15 cm for no reinforced section and 8 cm for reinforced section (with rebars included). | m | 0 | 0 | 0 | Civil Works
07.07.05.00/01 | CONCRETE CURB/SIDEWALK Any form, including excavation, surface preparation, soil disposal and transport to backfill, backfill compaction, lean concrete base, as well as supply and installation of all materials and ancillary components necessary for correct implementation and functioning. | m | 0 | 0 | 0 | Civil Works
05.01.04.00/04 | GEO-SYNTHETICS: GEOTEXTILES Supply and installation of geotextiles for reinforcement with weight per unit area according to the design in the whole width of the roads and pads, as shown on the drawings, including ancillary material for overlapping and proper installation. | m2 | 0 | 0 | 0 | Civil Works
11.03.03.00/01 | FENCE CHAIN LINK NET ON POSTS: GALVANIZED FINISHING Supply and installation ofence chain link net on posts with galvanized finishing, according to the design | m | 0 | 0 | 0 | Civil Works
07.07.02.00/03 | HYDRAULIC ENERGY DISSIPATOR: AS PER DESIGN Any material (stones, concrete, etc.) Surface preparation, soil disposal and transportation to dump, backfilling compaction, lining as well as supply and installation of all materials and accessory components necessary for the correct implementation and functioning. | m3 | 0 | 0 | 0 | Civil Works
07.07.04.00/01 | LOW WATER CROSSINGS Supply of materials and execution according to the design. Includes excavation and backfilling, grading, surface preparation, execution. | m | 0 | 0 | 0 | Civil Works
07.07.06.00/01 | RIP-RAP PROTECTION Supply of materials and execution according to the design. Includes excavation and backfilling, grading, surface preparation, execution. | m3 | 0 | 0 | 0 | Civil Works
07.07.05.00/01 | CONCRETE CURB/SIDEWALK Any form, including excavation, surface preparation, soil disposal and transport to backfill, backfill compaction, lean concrete base, as well as supply and installation of all materials and ancillary components necessary for correct implementation and functioning. | m | 0 | 0 | 0 | Civil Works
02.06.00.00/03 | LOADING, TRANSPORTATION, DISPOSAL AND STORAGE OF EXCAVATED MATERIAL: INERT WASTE LANDFILL/RECYCLING PLANT Loading and transport at any distance for not-dangerous soils and rocks, spreading, natural compaction and geometrical embankment conformation according to the design. All duties including additional tests required by the dump. Any disposal compensations/fees arising from the landfill/recycling plants and/or third party. | m3 | 0 | 0 | 0 | Earth Movement
02.06.00.00/05 | LOADING, TRANSPORTATION, DISPOSAL AND STORAGE OF EXCAVATED MATERIAL: HAZARDOUS LANDFILL/RECYCLING PLANT Loading and transport at any distance for dangerous soils and rocks, spreading, natural compaction and geometrical embankment conformation according to the design. All duties including additional tests required by the dump. Any disposal compensations/fees arising from the landfill/recycling plants. | m3 | 0 | 0 | 0 | Earth Movement
02.01.03.00/01 | GENERAL EXCAVATION Excavation for any kind of soil/rock at any kind of depth including characterization according to local codes. | m3 | 60 | 11.1184 | 667.1033 | Civil Works | 0.22546 | 40
03.01.00.00/03 | PREPARATION OF SUBGRADE Compaction and assessment of the subgrade layer. Including testing as prescribed. | m2 | 0 | 0 | 0 | Earth Movement
03.05.03.01/04 | BACKFILLING BY SOIL MATERIAL FROM ON-SITE EXCAVATION OR ON-SITE STORAGE - ANY DEPTH This activity involves placing and compacting soil in layers, with suitable excavated materials or quarry materials supplied by the Contractor and in compliance with the design/project documents or as defined by EGP. Included loading, transportation, spreading, compaction. | m3 | 0 | 0 | 0 | Civil Works
08.02.00.00/02 | CONCRETE MIXTURE: SUPPLY AND POURING - COMPRESSION STRENGTH 2200 PSI / C12/15 Supply, transportation, placement and testing according to the design and the TS, including ancillary works (vibration, formworks of any type, curing activities, etc.). | m3 | 9 | 218.4436 | 1965.9927 | Civil Works | 0.71109 | 40
08.02.00.00/09 | CONCRETE MIXTURE: SUPPLY AND POURING - COMPRESSION STRENGTH 5800 PSI / C32/40 Supply, transportation, installation and testing of concrete according to the design and the TS, including ancillary works (vibration, formworks of any type, curing activities, etc.). | m3 | 39 | 327.0114 | 12753.4458 | Civil Works | 0.67529 | 40
08.04.00.00/01 | STEEL REINFORCEMENTS: REBARS GRADE 60 (ASTM A615) / B450 C Supply, transportation, installation and testing according to the design and the TS, including ancillary works. | kg | 3555 | 3.1393 | 11160.2461 | Civil Works | 0.028983 | 40
08.04.00.00/02 | STEEL REINFORCEMENTS: WELDED MESH GRADE 60 (ASTM A615) / B450 C Supply, transportation, installation and testing according to the design and the TS, including any ancillary works. | kg | 220 | 2.8777 | 633.0941 | Civil Works | 0.041943 | 40
08.06.01.00/01 | GROUT FOR FILLING AND EMBEDMENT ANCHORING: CEMENT BASED Supply, transportation, installation and testing according to the design and the TS, including ancillary works (formworks of any type, curing activities, etc.). If no information are given, consider BASF Masterflow 9300. | m3 | 0 | 0 | 0 | Civil Works
08.09.00.00/01 | HOT DIP GALVANIZED MAIN STEEL STRUCTURES Supply prefabrication and erection of hot dip galvanized main steel structures | kg | 0 | 0 | 0 | Civil Works
08.09.00.00/04 | HOT DIP GALVANIZED MINOR STEEL STRUCTURES Supply prefabrication and erection of hot dip galvanized minor steel structures | kg | 110 | 26.1609 | 2877.7006 | Civil Works | 0.32902 | 40
08.09.01.00/01 | HOT DIP GALVANIZED CORRUGATED STEEL SHEETS Supply prefabrication and erection of hot dip galvanized minor steel structures | kg | 0 | 0 | 0 | Civil Works
08.09.02.00/01 | HOT DIP GALVANIZED BUCKLE OR CHEQUERED STEEL SHEETS Supply prefabrication and erection of hot dip galvanized main steel structures | kg | 0 | 0 | 0 | Civil Works
08.09.03.00/01 | HOT DIP GALVANIZED STEEL GRATINGS Supply prefabrication and erection of hot dip galvanized main steel structures | kg | 0 | 0 | 0 | Civil Works
08.03.01.00/01 | FINISHING OF THE EXPOSED/UNDERGROUND SURFACES: BITUMINOUS WATERPROOFING COATING Supply, transportation, installation and testing. | m2 | 60 | 215.8275 | 12949.6526 | Civil Works | 0.72069 | 40
08.05.00.00/01 | EMBEDMENTS: STEEL PLATES AND GENERAL ITEMS - GALVANIZED Supply and installation of including ancillary materials needed for installation (spacers, temporary fixing system, etc.). | kg | 0 | 0 | 0 | Civil Works
08.05.00.00/05 | EMBEDMENTS: PLASTIC PIPES FOR CABLES - DIAMETER 4 INCHES / 100 MM Supply and installation of ducts for LV/MV, communication and grounding cables according to WTG documentation and TS, with embedment material if needed, including ancillary materials (spacers, fixing materials, etc.). | m | 15 | 11.7724 | 176.5862 | Civil Works | 0.15181 | 40
08.05.00.00/08 | EMBEDMENTS: PLASTIC PIPES FOR CABLES - DIAMETER 8 INCHES / 200 MM Supply and installation of ducts for LV/MV, communication and grounding cables according to WTG documentation and TS, with embedment material if needed, including ancillary materials (spacers, fixing materials, etc.). | m | 15 | 19.6207 | 294.3103 | Civil Works | 0.24802 | 40
08.05.01.01/01 | EMBEDMENTS - ANCHOR BOLTS - GALVANIZED Supply, transportation, installation and testing according to the design and the TS, including ancillary works. | kg | 0 | 0 | 0 | Civil Works
08.05.01.04/01 | EMBEDMENTS - POST-INSTALLED ANCHOR BOLTS: MECHANICAL SYSTEM - GALVANIZED Supply, transportation, installation and testing according to the design and the TS, including ancillary works. | kg | 0 | 0 | 0 | Civil Works
08.05.01.04/03 | EMBEDMENTS - POST-INSTALLED ANCHOR BOLTS: CHEMICAL SYSTEM - GALVANIZED Supply, transportation, installation and testing according to the design and the TS, including ancillary works. | kg | 125 | 13.0805 | 1635.0571 | Civil Works | 0.097011 | 40
08.05.02.00/01 | EMBEDMENTS - FOR STEEL REINFORCEMENTS EARTHING CONNECTION Material supply and installation according to the design and ENEL TS. Including conections with weld exothermics and conduits/embendments and all necessary tests by a specialized laboratory. | kg | 6 | 130.8046 | 784.8274 | Civil Works | 1.0201 | 40
08.07.02.00/01 | WATER-TIGHTNESS JOINTS BY PLASTIC OR RUBBER PROFILES: NEOPRENE Any type and dimensions as per the design | m | 55 | 54.9379 | 3021.5856 | Civil Works | 0.94845 | 40
08.07.03.00/01 | EXPANSION JOINTS: RUBBER Any type and dimensions as per the design | m | 0 | 0 | 0 | Civil Works
08.08.01.00/02 | DRILLING AND FIXING OF STEEL BARS REINFORCEMENT DIAM > 14MM TO 20MM WITH EXPANSIVE MORTAR Supply of steel bars reinforcement included | m | 15 | 32.7011 | 490.5171 | Civil Works | 0.31753 | 40
08.13.03.00/01 | MECHANICAL INSTALLATION OF PV MODULES Including all materials and activities necessary to carry out the mechanical installation of the pannels, excluded the electrical connection. | each | 15390 | 6.6927 | 103000.2229 | PV Mod. Installation | 0.16732 | 40
09.01.01.00/02 | DEMOLITION OF CONCRETE STRUCTURES, REINFORCED CONCRETE Demolition of all materials included inside the buildings/structures/civil works, as well as proper separation and disposal according to technical specifications | m3 | 0 | 0 | 0 | Earth Movement
09.01.02.00/04 | DISMANTLING AND RE-INSTALATION OF THE SAME FENCES Same typology according to existing fence. Including supply of all necessary materials, transportation and dismantling/re-installation works. | m | 0 | 0 | 0 | Civil Works
09.01.03.00/01 | MASONRY DEMOLITION Demolition of all materials included inside the buildings/structures/civil works, as well as proper separation and disposal according to technical specifications | m3 | 20 | 431.6551 | 8633.1017 | Earth Movement | 3.7914 | 40
09.01.04.00/01 | DEMOLITION OF STEEL STRUCTURES, MECHANICAL EQUIPMENTS, STEEL PIPING AND ELECTRICAL CABLES Demolition of all materials included inside the buildings/structures/civil works, as well as proper separation and disposal according to technical specifications | kg | 0 | 0 | 0 | Earth Movement
09.01.05.00/01 | ROADS, LOT AND OUTDOOR WORK DEMOLITION Demolition of all materials composing the road section including ditches, culvert, pipes, asphalt, base, subbase, pits, signs, concrete, retaining wall, etc., as well as proper separation and disposal according to technical specifications | m3 | 0 | 0 | 0 | Earth Movement
02.06.00.00/03 | LOADING, TRANSPORTATION, DISPOSAL AND STORAGE OF EXCAVATED MATERIAL: INERT WASTE LANDFILL/RECYCLING PLANT Loading and transport at any distance for not-dangerous soils and rocks, spreading, natural compaction and geometrical embankment conformation according to the design. All duties including additional tests required by the dump. Any disposal compensations/fees arising from the landfill/recycling plants and/or third party. | m3 | 0 | 0 | 0 | Earth Movement
02.06.00.00/05 | LOADING, TRANSPORTATION, DISPOSAL AND STORAGE OF EXCAVATED MATERIAL: HAZARDOUS LANDFILL/RECYCLING PLANT Loading and transport at any distance for dangerous soils and rocks, spreading, natural compaction and geometrical embankment conformation according to the design. All duties including additional tests required by the dump. Any disposal compensations/fees arising from the landfill/recycling plants. | m3 | 0 | 0 | 0 | Earth Movement
11.04.04.00/01 | SEEDING GRASS AND PLANTS: HYDRO-SEEDING Includes seeding and all necessary activities. | m2 | 200 | 9.1563 | 1831.264 | Site Costs | 0.17891 | 40
11.07.00.00/01 | MANTENAINCE OF ROADS AND PLATFORMS AFTER CONSTRUCTION PERIOD Maintenance of the access roads and platforms, in any layer, after conclusion of civil works. | Month | 1 | 6932.6423 | 6932.6423 | Roads | 0 | 40
11.05.00.00/01 | TEMPORARY AND PERMANENT SIGNS Supply and installation according to the design criteria and the local/federal codes. | ls | 0 | 0 | 0 | Site Costs
11.08.00.00/01 | ROADSIDE BARRIERS: METAL W-BEAM ROAD GUARDRAIL Supply and installation of metal W-beam road guardrail according to the design criteria and the local/federal codes. | m | 0 | 0 | 0 | Roads
11.03.04.00/01 | GATES: STEEL FRAMEWORKS Supply and installation of steel frameworks - galvanized finishing - as per the design | each | 1 | 5833.8839 | 5833.8839 | Civil Works | 9.5971 | 40
11.03.03.00/01 | FENCE CHAIN LINK NET ON POSTS: GALVANIZED FINISHING Supply and installation of fence chain link net on posts with galvanized finishing, according to the design | m | 1450 | 62.7862 | 91039.982 | Civil Works | 0.33215 | 40
20.01.03.00.01 | EXCAVATION AND BACKFILLING (INCLUDING SAND BED, IF NECESSARY ACCORDING TO THE DESIGN) FOR TYPICAL MV TRENCH OF - 80 x 30 CM (MIN) - ONLY EARTH | m | 1250 | 23.8653 | 29831.6177 | Trenching | 0.20913 | 40
20.01.03.00.02 | EXCAVATION AND BACKFILLING (INCLUDING SAND BED, IF NECESSARY ACCORDING TO THE DESIGN) FOR OTHER EARTH TRENCH | m | 0 | 0 | 0 | Trenching
20.01.04.00.17 | TYPICAL ROAD CROSSING OF SOLAR MV TRENCH 1-2CR-RC - 120 x 70 CM (MIN) - FOR N.1-2 THREE-PHASE MV LINE (SOLUTION WITH CONCRETE ENVELOPE, ACCORDING TO THE DESIGN) | m | 0 | 0 | 0 | Trenching
20.01.04.00.18 | TYPICAL ROAD CROSSING OF SOLAR MV TRENCH 3CRBI-RC - 140 x 70 CM (MIN) - FOR N.3-4 THREE-PHASE MV LINE (SOLUTION WITH CONCRETE ENVELOPE, ACCORDING TO THE DESIGN) | m | 0 | 0 | 0 | Trenching
20.01.04.00.19 | TYPICAL ROAD CROSSING OF SOLAR MV TRENCH 5CRBI-RC - 140 x 100 CM (MIN) - FOR N.5-6 THREE-PHASE MV LINE (SOLUTION WITH CONCRETE ENVELOPE, ACCORDING TO THE DESIGN) | m | 0 | 0 | 0 | Trenching
20.01.04.00.20 | TYPICAL ROAD CROSSING OF SOLAR LV-AC TRENCH 1C-RC 80 x 40 CM (SOLUTION WITH CONCRETE ENVELOPE, ACCORDING TO THE DESIGN) | m | 0 | 0 | 0 | Trenching
20.01.04.00.21 | TYPICAL ROAD CROSSING OF SOLAR LV-AC TRENCH 2C-RC 80 x 60 CM (SOLUTION WITH CONCRETE ENVELOPE, ACCORDING TO THE DESIGN) | m | 0 | 0 | 0 | Trenching
20.01.04.00.22 | TYPICAL ROAD CROSSING OF SOLAR LV-AC TRENCH 3C-RC 80 x 80 CM (SOLUTION WITH CONCRETE ENVELOPE, ACCORDING TO THE DESIGN) | m | 0 | 0 | 0 | Trenching
20.01.04.00.23 | ADDITIONAL PRICE TO ITEM 20.01.04.00.22 FOR EACH THREE-PHASES LV LINE MORE IN THE SAME ROW | m | 0 | 0 | 0 | Trenching
20.01.04.00.24 | TYPICAL ROAD CROSSING OF SOLAR LV-AC TRENCH 4CBI-RC 90 x 60 CM (SOLUTION WITH CONCRETE ENVELOPE, ACCORDING TO THE DESIGN) | m | 0 | 0 | 0 | Trenching
20.01.04.00.25 | TYPICAL ROAD CROSSING OF SOLAR LV-AC TRENCH 6CBI-RC 90 x 80 CM (SOLUTION WITH CONCRETE ENVELOPE, ACCORDING TO THE DESIGN) | m | 0 | 0 | 0 | Trenching
20.01.04.00.26 | TYPICAL ROAD CROSSING OF SOLAR LV-AC TRENCH 8CBI-RC 90 x 100 CM (SOLUTION WITH CONCRETE ENVELOPE, ACCORDING TO THE DESIGN) | m | 0 | 0 | 0 | Trenching
20.01.04.00.27 | ADDITIONAL PRICE TO ITEM 20.01.04.00.26 FOR EACH THREE-PHASES LV LINE MORE IN 2 ROW | m | 0 | 0 | 0 | Trenching
20.01.04.00.28 | TYPICAL ROAD CROSSING OF SOLAR LV-DC TRENCH Cu2-RC 60 x 40 CM (SOLUTION WITH CONCRETE ENVELOPE, ACCORDING TO THE DESIGN) | m | 0 | 0 | 0 | Trenching
20.01.04.00.29 | TYPICAL ROAD CROSSING OF SOLAR LV-DC TRENCH Cu4-RC 80 x 65 CM (SOLUTION WITH CONCRETE ENVELOPE, ACCORDING TO THE DESIGN) | m | 0 | 0 | 0 | Trenching
20.01.04.00.30 | ADDITIONAL PRICE TO ITEM 20.01.04.00.29 FOR EACH THREE-PHASES LV LINE MORE IN THE SAME ROW | m | 0 | 0 | 0 | Trenching
20.01.04.00.31 | TYPICAL ROAD CROSSING OF SOLAR LV-DC TRENCH Cu 6BI-RC 70 x 50 CM (SOLUTION WITH CONCRETE ENVELOPE, ACCORDING TO THE DESIGN) | m | 0 | 0 | 0 | Trenching
20.01.04.00.32 | TYPICAL ROAD CROSSING OF SOLAR LV-DC TRENCH Cu 8BI-RC 65 x 60 CM (SOLUTION WITH CONCRETE ENVELOPE, ACCORDING TO THE DESIGN) | m | 0 | 0 | 0 | Trenching
20.01.04.00.33 | ADDITIONAL PRICE TO ITEM 20.01.04.00.32 FOR EACH THREE-PHASES LV LINE MORE IN 2 ROW | m | 0 | 0 | 0 | Trenching
20.01.08.00.01 | EXCAVATION AND BACKFILLING (INCLUDING SAND BED, IF NECESSARY ACCORDING TO THE DESIGN) FOR TYPICAL MV TRENCH 1C - 110 x48 CM (MIN) - N.1 THREE-PHASE MV LINE | m | 780 | 50.3769 | 39293.9562 | Trenching | 0.40942 | 40
20.01.08.00.02 | EXCAVATION AND BACKFILLING (INCLUDING SAND BED, IF NECESSARY ACCORDING TO THE DESIGN) FOR TYPICAL MV TRENCH 2C - 110 x 80 CM (MIN) - N.2 THREE-PHASE MV LINES | m | 0 | 0 | 0 | Trenching
20.01.08.00.03 | EXCAVATION AND BACKFILLING (INCLUDING SAND BED, IF NECESSARY ACCORDING TO THE DESIGN) FOR TYPICAL MV TRENCH 3C - 110 x 110 CM (MIN) - N.3 THREE-PHASE MV LINES | m | 0 | 0 | 0 | Trenching
20.01.08.00.04 | EXCAVATION AND BACKFILLING (INCLUDING SAND BED, IF NECESSARY ACCORDING TO THE DESIGN) FOR TYPICAL MV TRENCH 4C - 110 x 140 CM (MIN) - N.4 THREE-PHASE MV LINES | m | 0 | 0 | 0 | Trenching
20.01.08.00.05 | EXCAVATION AND BACKFILLING (INCLUDING SAND BED, IF NECESSARY ACCORDING TO THE DESIGN) FOR TYPICAL MV TRENCH 4CBI - 120 x 80 CM (MIN) - N.4 THREE-PHASE MV LINES IN 2 ROW | m | 0 | 0 | 0 | Trenching
20.01.08.00.06 | EXCAVATION AND BACKFILLING (INCLUDING SAND BED, IF NECESSARY ACCORDING TO THE DESIGN) FOR OTHER MV TRENCH | m | 0 | 0 | 0 | Trenching
20.01.09.00.01 | EXCAVATION AND BACKFILLING (INCLUDING SAND BED, IF NECESSARY ACCORDING TO THE DESIGN) FOR TYPICAL LV-AC TRENCH 1C 85 x 40 CM (MIN) | m | 2438 | 34.2525 | 83507.5589 | Trenching | 0.48131 | 40
20.01.09.00.02 | EXCAVATION AND BACKFILLING (INCLUDING SAND BED, IF NECESSARY ACCORDING TO THE DESIGN) FOR TYPICAL LV-AC TRENCH 2C 85 x 40 CM (MIN) | m | 0 | 0 | 0 | Trenching
20.01.09.00.03 | EXCAVATION AND BACKFILLING (INCLUDING SAND BED, IF NECESSARY ACCORDING TO THE DESIGN) FOR TYPICAL LV-AC TRENCH 3C 85 x 60 CM (MIN) | m | 0 | 0 | 0 | Trenching
20.01.09.00.04 | ADDITIONAL PRICE TO ITEM 20.01.09.00.03 FOR EACH THREE-PHASES LV LINE MORE IN THE SAME ROW | m | 0 | 0 | 0 | Trenching
20.01.09.00.05 | EXCAVATION AND BACKFILLING (INCLUDING SAND BED, IF NECESSARY ACCORDING TO THE DESIGN) FOR TYPICAL LV-AC TRENCH 4C 100 x 40 CM (MIN) | m | 206 | 47.9111 | 9869.6863 | Trenching | 0.79778 | 40
20.01.09.00.06 | EXCAVATION AND BACKFILLING (INCLUDING SAND BED, IF NECESSARY ACCORDING TO THE DESIGN) FOR TYPICAL LV-AC TRENCH 6C 100 x 60 CM (MIN) | m | 0 | 0 | 0 | Trenching
20.01.09.00.07 | EXCAVATION AND BACKFILLING (INCLUDING SAND BED, IF NECESSARY ACCORDING TO THE DESIGN) FOR TYPICAL LV-AC TRENCH 8C 100 x 80 CM (MIN) | m | 0 | 0 | 0 | Trenching
20.01.09.00.08 | ADDITIONAL PRICE TO ITEM 20.01.09.00.07 FOR EACH THREE-PHASES LV LINE MORE IN 2 ROW | m | 0 | 0 | 0 | Trenching
20.01.09.00.09 | EXCAVATION AND BACKFILLING (INCLUDING SAND BED, IF NECESSARY ACCORDING TO THE DESIGN) FOR TYPICAL LV-DC TRENCH Cu1 55 x 50 CM (MIN) | m | 0 | 0 | 0 | Trenching
20.01.09.00.10 | EXCAVATION AND BACKFILLING (INCLUDING SAND BED, IF NECESSARY ACCORDING TO THE DESIGN) FOR TYPICAL LV-DC TRENCH Cu4 55 x 60 CM (MIN) | m | 0 | 0 | 0 | Trenching
20.01.09.00.11 | ADDITIONAL PRICE TO ITEM 20.01.09.00.10 FOR EACH THREE-PHASES LV LINE MORE IN THE SAME ROW | m | 0 | 0 | 0 | Trenching
20.01.09.00.12 | EXCAVATION AND BACKFILLING (INCLUDING SAND BED, IF NECESSARY ACCORDING TO THE DESIGN) FOR TYPICAL LV-DC TRENCH Cu6BI 65 x 50 CM (MIN) | m | 0 | 0 | 0 | Trenching
20.01.09.00.13 | EXCAVATION AND BACKFILLING (INCLUDING SAND BED, IF NECESSARY ACCORDING TO THE DESIGN) FOR TYPICAL LV-DC TRENCH Cu8BI 65 x 60 CM (MIN) | m | 0 | 0 | 0 | Trenching
20.01.09.00.14 | ADDITIONAL PRICE TO ITEM 20.01.09.00.14 FOR EACH THREE-PHASES LV LINE MORE IN 2 ROW | m | 0 | 0 | 0 | Trenching
20.07.01.00.01 | INTERNAL DEPTH=1,00 M (INTERNAL PLAN DIMENSIONS 1,00X1,00 M) | each | 0 | 0 | 0 | Trenching
20.07.01.00.02 | INTERNAL DEPTH=1,00 M (INTERNAL PLAN DIMENSIONS 1,00X1,50 M) | each | 0 | 0 | 0 | Trenching
20.07.01.00.03 | INTERNAL DEPTH=1,50 M (INTERNAL PLAN DIMENSIONS 1,50X2,00 M) | each | 0 | 0 | 0 | Trenching
20.07.01.00.04 | INTERNAL DEPTH=1,50 M (INTERNAL PLAN DIMENSIONS 2,00X2,00 M) | each | 0 | 0 | 0 | Trenching
20.07.01.00.05 | INTERNAL ANY DEPTH AND PLAN DIMENTIONS | each | 0 | 0 | 0 | Trenching
20.07.02.00/01 | SUPPLY AND INSTALLATION OF REINFORCED FIBER PLASTIC PITS: INTERNAL DEPTH UP TO 1000 MM ; INTERNAL PLAN DIMENSIONS 1000x1000 MM | each | 0 | 0 | 0 | Trenching
20.07.02.00/02 | SUPPLY AND INSTALLATION OF REINFORCED FIBER PLASTIC PITS: INTERNAL DEPTH UP TO 1000 MM ; INTERNAL PLAN DIMENSIONS 1000x1500 MM | each | 0 | 0 | 0 | Trenching
20.07.02.00/03 | SUPPLY AND INSTALLATION OF REINFORCED FIBER PLASTIC PITS: INTERNAL DEPTH UP TO 1500 MM ; INTERNAL PLAN DIMENSIONS 1500x2000 MM | each | 0 | 0 | 0 | Trenching
20.07.02.00/04 | SUPPLY AND INSTALLATION OF REINFORCED FIBER PLASTIC PITS: INTERNAL DEPTH UP TO 1500 MM ; INTERNAL PLAN DIMENSIONS 2000x2000 MM | each | 0 | 0 | 0 | Trenching
20.07.02.00/05 | SUPPLY AND INSTALLATION OF REINFORCED FIBER PLASTIC PITS: ANY DEPTH AND INTERNAL PLAN DIMENTIONS - AS PER DESIGN | each | 0 | 0 | 0 | Trenching
02.02.00.00/01 | HORIZONTAL DIRECTIONAL DRILLING (HDD): CABLES/PIPES/CONDUITS DIAMETER 4 INCHES / 100 MM | m | 0 | 0 | 0 | Trenching
02.02.00.00/02 | HORIZONTAL DIRECTIONAL DRILLING (HDD): CABLES/PIPES/CONDUITS DIAMETER > 4 TO 8 INCHES / 100 TO 200 MM | m | 0 | 0 | 0 | Trenching
02.02.00.00/03 | HORIZONTAL DIRECTIONAL DRILLING (HDD): CABLES/PIPES/CONDUITS DIAMETER > 8 TO 12 INCHES / 200 TO 250 MM | m | 0 | 0 | 0 | Trenching
11.14.00.00/01 | CLEANING UP EXPLOSIVES AND REMNANTS OF WAR | m2 | 0 | 0 | 0 | Civil Works
| If applicable, as per project constraints. |  | 0 | 0 | 0 | Civil Works
02.01.01.00/04 | VEGETAL SUPPRESSION, AREA CLEARING AND STRIPPING Removal of all obstructions such as vegetation (Manual and Machanized), trees of having any circumference, shrubs, boulders and/or other debris. Included loading, transportation up to final destination, unloading, spreading. | m2 | 0 | 0 | 0 | Earth Movement
02.01.02.00/01 | TOPSOIL EXCAVATION Removal of topsoil layer, any depth, including loading, transportation, unloading and spreading. Topsoil should be stockpiled for later reuse as needed. | m2 | 4500 | 4.9052 | 22073.2715 | Earth Movement | 0.087629 | 40
11.04.02.00/01 | LOADING, TRANSPORTING AND SPREADING OF TOPSOIL LAYERS FROM ON-SITE STORAGE FOR RESTORATION New transportation of topsoil material to a specific area by ENEL request, spreading, compaction | m3 | 1800 | 17.0046 | 30608.2698 | Earth Movement | 0.25011 | 40
11.04.02.00/02 | LOADING, TRANSPORTING AND SPREADING OF IMPORTED BY QUARRY TOPSOIL LAYERS FOR RESTORATION Supply, transportation of topsoil material to a specific area by ENEL request, spreading, compaction | m3 | 0 | 0 | 0 | Earth Movement
02.01.05.00/04 | EXCAVATION IN SOIL Excavation in soil, any depth, with mechanical means "dozer" and "scraper" including loading and transport to usage location or authorized dump to any distance, spreading, natural compaction and geometrical embankment conformation according to the design. Including testing as prescribed. | m3 | 1260 | 12.4264 | 15657.3072 | Earth Movement | 0.31066 | 40
02.04.02.00/04 | EXCAVATION IN ROCKY SOILS BY HAMMERING Excavation in rocky soil, any depth, with hammer demolition equipment including loading and transport to usage location or authorized dump to any distance, spreading, natural compaction and geometrical embankment conformation according to the design. Including testing as prescribed. | m3 | 0 | 0 | 0 | Trenching
02.04.01.00/04 | EXCAVATION IN ROCKY SOILS BY CONTROLLED BLASTING Excavation in rocky soil, any depth, with massive blasting including loading and transport to usage location or authorized dump to any distance, spreading, natural compaction and geometrical embankment conformation according to the design. Including testing as prescribed. | m3 | 0 | 0 | 0 | Trenching
03.01.00.00/03 | PREPARATION OF THE SUBGRADE Compaction and assessment of the subgrade layer: any slope. Including testing as prescribed. | m2 | 4500 | 3.2963 | 14833.2384 | Earth Movement | 0.047407 | 40
03.03.00.00/01 | EMBANKMENT: MATERIAL FROM ON-SITE EXCAVATION OR ON-SITE STORAGE Execution with material from on-site excavation or on-site storage, according to drawings and technical specifications. Including compaction and testing as prescribed. | m3 | 600 | 9.1563 | 5493.792 | Civil Works | 0.19391 | 40
03.03.00.00/07 | EMBANKMENT: MATERIAL IMPORTED FROM QUARRY OR CHUSHING PLANT AS PER DESIGN Execution with material from quarry or crushing plant, according to drawings and technical specifications. Including supply, loading, transportation, spreading, compaction and testing as prescribed. | m3 | 1000 | 41.8575 | 41857.463 | Earth Movement | 0.17144 | 40
02.06.00.00/03 | LOADING, TRANSPORTATION, DISPOSAL AND STORAGE OF EXCAVATED MATERIAL: INERT WASTE LANDFILL/RECYCLING PLANT Loading and transport at any distance for not-dangerous soils and rocks, spreading, natural compaction and geometrical embankment conformation according to the design. All duties including additional tests required by the dump. Any disposal compensations/fees arising from the landfill/recycling plants and/or third party. | m3 | 660 | 39.2414 | 25899.3052 | Earth Movement | 0.71853 | 40
02.06.00.00/05 | LOADING, TRANSPORTATION, DISPOSAL AND STORAGE OF EXCAVATED MATERIAL: HAZARDOUS LANDFILL/RECYCLING PLANT Loading and transport at any distance for dangerous soils and rocks, spreading, natural compaction and geometrical embankment conformation according to the design. All duties including additional tests required by the dump. Any disposal compensations/fees arising from the landfill/recycling plants. | m3 | 0 | 0 | 0 | Earth Movement
04.02.00.00/04 | AGGREGATE SUB-BASE: MATERIAL TYPE AS PER THE DESIGN Execution of road and crane pad aggregate sub-base with material as per design and technical specifications (from on-site excavation, crushing plant or imported from quarry). Including excavation/production, loading, transportation up the usage location, spreading, compaction and testing. | m3 | 2460 | 65.4023 | 160889.6234 | Roads | 0.22227 | 40
04.02.00.00/08 | AGGREGATE BASE: MATERIAL TYPE AS PER THE DESIGN Execution of road and crane pad aggregate base with material as per design and technical specifications (crushing plant or imported from quarry). Including excavation/production, loading, transportation up the usage location, spreading, compaction and testing. | m3 | 720 | 119.0322 | 85703.1555 | Roads | 0.34153 | 40
03.07.00.00/04 | CEMENT STABILIZATION: ANY TYPE OF CEMENT, PERCENTAGE BY WEIGHT ACCORDING THE DESIGN Material supply, placement and compaction, and testing. Includes preliminary testing for determining cement dosage based on moisture content. | m3 | 0 | 0 | 0 | Roads
05.01.04.00/04 | GEO-SYNTHETICS: GEOTEXTILES Supply and installation of geotextiles for reinforcement with weight per unit area according to the design in the whole width of the roads and pads, as shown on the drawings, including ancillary material for overlapping and proper installation. | m2 | 6950 | 9.8103 | 68181.8831 | Civil Works | 0.045259 | 40
04.03.01.01/01 | SURFACE COURSE: CONCRETE PAVING Supply and installation of concrete finishing according to the design criteria and the local/federal codes. | m3 | 0 | 0 | 0 | Roads
04.03.02.00/01 | SURFACE COURSE: ASPHALT FOR BINDER COURSE Supply and installation of asphalt finishing according to the design criteria and the local/federal codes. | m3 | 0 | 0 | 0 | Roads
04.03.02.00/02 | SURFACE COURSE: ASPHALT FOR WEARING COURSE Supply and installation of asphalt finishing according to the design criteria and the local/federal codes. | m3 | 0 | 0 | 0 | Roads
07.03.01.00/03 | EXCAVATION OF DRAINAGE CANAL/DITCHES AND RETENTION/LAMINATION BASINS: ANY KIND OF SOIL AND ANY DEPTH Any form, including excavation, surface preparation, soil disposal and transportation to dump including all activities necessary before the linning | m3 | 0 | 0 | 0 | Civil Works
07.03.04.00/01 | LINING OF DRAINAGE CANAL/DITCHES: GEOTEXTILE LINING Supply and installation of geotextile lining (all activities included, except excavation) | m2 | 0 | 0 | 0 | Civil Works
07.03.04.00/02 | LINING OF DRAINAGE CANAL/DITCHES: CONCRETE LINING Supply and installation of concrete lining (all activities included, except excavation) | m2 | 0 | 0 | 0 | Civil Works
07.06.01.00/02 | CONCRETE CONNECTION PITS - NON-REINFORCED/REINFORCED: INNER DIMENSION 50 X 50 CM - PRECAST Supply and installation of concrete connection pits: inner dimension 50 x 50 cm - precast (all works included; also excavation and backfilling with on-site material) | each | 0 | 0 | 0 | Civil Works
07.06.01.00/05 | CONCRETE CONNECTION PITS - NON-REINFORCED/REINFORCED: INNER DIMENSION 100 X 100 CM - PRECAST Supply and installation of precast concrete connection pits (including excavation and backfilling with on-site material, also concrete upper slab with the hole for the manhole cover - circle D60 or square 60x60cm; manhole not included). | each | 10 | 654.0229 | 6540.2286 | Civil Works | 1.7256 | 40
07.06.04.00/02 | CAST IRON LIDS/MANHOLE COVERS FOR PITS: 50 x 50 CM Supply and installation of cast iron lids/manhole covers for pits: internal size 50x50 cm | each | 0 | 0 | 0 | Civil Works
07.06.04.00/03 | CAST IRON LIDS/MANHOLE COVERS FOR PITS: 60 x 60 CM (OR D60) Supply and installation of cast iron lids/manhole covers for pits: internal size D60 or 60x60 cm | each | 0 | 0 | 0 | Civil Works
07.05.02.00/03 | REINFORCED CONCRETE PIPES: DN 600 - NPS 24 Supply and installation of reinforced concrete pipes (all works included, also excavation; closest dimension shall be applied) | m | 50 | 261.6091 | 13080.4572 | Civil Works | 0.66523 | 40
07.05.02.00/04 | REINFORCED CONCRETE PIPES: DN 800 - NPS 32 Supply and installation of reinforced concrete pipes (all works included, also excavation; closest dimension shall be applied) | m | 20 | 327.0114 | 6540.2286 | Civil Works | 0.62529 | 40
07.05.02.00/05 | REINFORCED CONCRETE PIPES: DN 1000 - NPS 40 Supply and installation of reinforced concrete pipes (all works included, also excavation; closest dimension shall be applied) | m | 0 | 0 | 0 | Civil Works
07.05.02.00/12 | REINFORCED BOX CULVERTS: NOMINAL WIDTH 1600 MM - 64 IN Supply and installation of reinforced concrete box culverts (all works included, also excavation; closest dimension shall be applied) | m | 0 | 0 | 0 | Civil Works
07.05.02.00/14 | REINFORCED BOX CULVERTS: AS PER DESIGN Supply and installation of reinforced concrete box cuverts (all works included, also excavation; closest dimension shall be applied) | m | 0 | 0 | 0 | Civil Works
07.07.01.00/02 | INCLINED DRAINAGE DITCHES - AS PER DESIGN: SECTION AREA OF 0,3 M2 UP 1 M2 Any form, any material (stones, concrete, etc.) including excavation, surface preparation, soil disposal and transportation to dump, backfilling compaction, lining as well as supply and installation of all materials and accessory components necessary for the correct implementation and functioning. In case of concrete lining consider a thickness of 15 cm for no reinforced section and 8 cm for reinforced section (with rebars included). | m | 0 | 0 | 0 | Civil Works
07.07.02.00/03 | HYDRAULIC ENERGY DISSIPATOR: AS PER DESIGN Any material (stones, concrete, etc.) Surface preparation, soil disposal and transportation to dump, backfilling compaction, lining as well as supply and installation of all materials and accessory components necessary for the correct implementation and functioning. | m3 | 0 | 0 | 0 | Civil Works
07.07.03.00/02 | CLOSED GUTTER SEGMENT: SECTION AREA OF 0.3 M2 TO 1 M2 Supply of materials and execution according to the design. Includes cut/fill, grading, surface preparation, execution. | m | 0 | 0 | 0 | Civil Works
07.07.06.00/01 | RIP-RAP PROTECTION Supply of materials and execution according to the design. Includes excavation and backfilling, grading, surface preparation, execution. | m3 | 0 | 0 | 0 | Civil Works
07.07.05.00/01 | CONCRETE CURB/SIDEWALK Any form, including excavation, surface preparation, soil disposal and transport to backfill, backfill compaction, lean concrete base, as well as supply and installation of all materials and ancillary components necessary for correct implementation and functioning. | m | 0 | 0 | 0 | Civil Works
02.06.00.00/03 | LOADING, TRANSPORTATION, DISPOSAL AND STORAGE OF EXCAVATED MATERIAL: INERT WASTE LANDFILL/RECYCLING PLANT Loading and transport at any distance for not-dangerous soils and rocks, spreading, natural compaction and geometrical embankment conformation according to the design. All duties including additional tests required by the dump. Any disposal compensations/fees arising from the landfill/recycling plants and/or third party. | m3 | 0 | 0 | 0 | Earth Movement
02.06.00.00/05 | LOADING, TRANSPORTATION, DISPOSAL AND STORAGE OF EXCAVATED MATERIAL: HAZARDOUS LANDFILL/RECYCLING PLANT Loading and transport at any distance for dangerous soils and rocks, spreading, natural compaction and geometrical embankment conformation according to the design. All duties including additional tests required by the dump. Any disposal compensations/fees arising from the landfill/recycling plants. | m3 | 0 | 0 | 0 | Earth Movement
02.01.05.00/04 | EXCAVATION IN SOIL Excavation in soil, any depth, with mechanical means "dozer" and "scraper" including loading and transport to usage location or authorized dump to any distance, spreading, natural compaction and geometrical embankment conformation according to the design. Including testing as prescribed. | m3 | 0 | 0 | 0 | Earth Movement
02.04.02.00/04 | EXCAVATION IN ROCKY SOILS BY HAMMERING Excavation in rocky soil, any depth, with hammer demolition equipment including loading and transport to usage location or authorized dump to any distance, spreading, natural compaction and geometrical embankment conformation according to the design. Including testing as prescribed. | m3 | 0 | 0 | 0 | Trenching
02.04.01.00/04 | EXCAVATION IN ROCKY SOILS BY CONTROLLED BLASTING Excavation in rocky soil, any depth, with massive blasting including loading and transport to usage location or authorized dump to any distance, spreading, natural compaction and geometrical embankment conformation according to the design. Including testing as prescribed. | m3 | 0 | 0 | 0 | Trenching
03.01.00.00/03 | PREPARATION OF SUBGRADE Compaction and assessment of the subgrade layer. Including testing as prescribed. | m2 | 0 | 0 | 0 | Earth Movement
03.05.03.01/04 | BACKFILLING BY SOIL MATERIAL FROM ON-SITE EXCAVATION OR ON-SITE STORAGE - ANY DEPTH This activity involves placing and compacting soil in layers, with suitable excavated materials or quarry materials supplied by the Contractor and in compliance with the design/project documents or as defined by EGP. Included loading, transportation, spreading, compaction. | m3 | 0 | 0 | 0 | Civil Works
08.02.00.00/02 | CONCRETE MIXTURE: SUPPLY AND POURING - COMPRESSION STRENGTH 2200 PSI / C12/15 Supply, transportation, placement and testing according to the design and the TS, including ancillary works (vibration, formworks of any type, curing activities, etc.).. | m3 | 0 | 0 | 0 | Civil Works
08.02.00.00/06 | CONCRETE MIXTURE: SUPPLY AND POURING - COMPRESSION STRENGTH 3500 PSI / C20/25 Supply, transportation, installation and testing of concrete according to the design and the TS, including ancillary works (vibration, formworks of any type, curing activities, etc.). | m3 | 0 | 0 | 0 | Civil Works
08.04.00.00/01 | STEEL REINFORCEMENTS: REBARS GRADE 60 (ASTM A615) / B450 C Supply, transportation, installation and testing according to the design and the TS, including ancillary works. | kg | 0 | 0 | 0 | Civil Works
11.02.00.00/01 | GABIONS AND GABION MATRESSES FILLED WITH ON-SITE MATERIAL Supply of all necessary materials, transportation, preparation of installation area,installation of gabions, backfilling, disposal of exeeding materials | m3 | 0 | 0 | 0 | Civil Works
11.02.00.00/02 | ADDITIONAL PRICE TO 11.02.00.00/01 FOR MATERIAL IMPORTED FROM QUARRY Additional price if stones come from quarry. It is included supply and transportation to the site. | m3 | 0 | 0 | 0 | Civil Works
11.13.00.00/01 | REINFORCED EARTH WALL Supply of all necessary materials, transportation, preparation of installation area,installation, backfilling, disposal of exeeding materials | m3 | 0 | 0 | 0 | Civil Works
09.01.01.00/02 | DEMOLITION OF CONCRETE STRUCTURES, REINFORCED CONCRETE Demolition of all materials included inside the buildings/structures/civil works, as well as proper separation and disposal according to technical specifications | m3 | 0 | 0 | 0 | Earth Movement
09.01.02.00/04 | DISMANTLING AND RE-INSTALATION OF THE SAME FENCES Same typology according to existing fence. Including supply of all necessary materials, transportation and dismantling/re-installation works. | m | 0 | 0 | 0 | Civil Works
09.01.03.00/01 | MASONRY DEMOLITION Demolition of all materials included inside the buildings/structures/civil works, as well as proper separation and disposal according to technical specifications | m3 | 0 | 0 | 0 | Earth Movement
09.01.04.00/01 | DEMOLITION OF STEEL STRUCTURES, MECHANICAL EQUIPMENTS, STEEL PIPING AND ELECTRICAL CABLES Demolition of all materials included inside the buildings/structures/civil works, as well as proper separation and disposal according to technical specifications | kg | 0 | 0 | 0 | Earth Movement
09.01.05.00/01 | ROADS, LOT AND OUTDOOR WORK DEMOLITION Demolition of all materials composing the road section including ditches, culvert, pipes, asphalt, base, subbase, pits, signs, concrete, retaining wall, etc., as well as proper separation and disposal according to technical specifications | m3 | 0 | 0 | 0 | Earth Movement
02.06.00.00/03 | LOADING, TRANSPORTATION, DISPOSAL AND STORAGE OF EXCAVATED MATERIAL: INERT WASTE LANDFILL/RECYCLING PLANT Loading and transport at any distance for not-dangerous soils and rocks, spreading, natural compaction and geometrical embankment conformation according to the design. All duties including additional tests required by the dump. Any disposal compensations/fees arising from the landfill/recycling plants and/or third party. | m3 | 0 | 0 | 0 | Earth Movement
02.06.00.00/05 | LOADING, TRANSPORTATION, DISPOSAL AND STORAGE OF EXCAVATED MATERIAL: HAZARDOUS LANDFILL/RECYCLING PLANT Loading and transport at any distance for dangerous soils and rocks, spreading, natural compaction and geometrical embankment conformation according to the design. All duties including additional tests required by the dump. Any disposal compensations/fees arising from the landfill/recycling plants. | m3 | 0 | 0 | 0 | Earth Movement
11.04.04.00/01 | SEEDING GRASS AND PLANTS: HYDRO-SEEDING Includes seeding and all necessary activities. | m2 | 0 | 0 | 0 | Site Costs
11.07.00.00/01 | MANTENAINCE OF ROADS AND PLATFORMS AFTER CONSTRUCTION PERIOD Maintenance of the access roads and platforms, in any layer, after conclusion of civil works. | month | 2 | 6932.6423 | 13865.2846 | Roads | 0 | 40
11.05.00.00/01 | TEMPORARY AND PERMANENT SIGNS Supply and installation according to the design criteria and the local/federal codes. | ls | 0 | 0 | 0 | Site Costs
11.08.00.00/01 | ROADSIDE BARRIERS Supply and installation of metal W-beam road guardrail according to the design criteria and the local/federal codes. | m | 0 | 0 | 0 | Civil Works
11.03.04.00/01 | GATES: STEEL FRAMEWORKS - GALVANIZED Supply and installation of gate wih steel frameworks - galvanized finishing - as per the design | each | 0 | 0 | 0 | Civil Works
11.03.04.00/03 | GATES: WOOD FRAMEWORKS Supply and installation of gate wih wood frameworks - as per the design | each | 0 | 0 | 0 | Civil Works
11.10.00.00/01 | PAVEMENT MARKINGS WITH ACRYLIC-BASED PAINT Supply, transportation, cleaning of the road surface, pre-marking and painting | m2 | 0 | 0 | 0 | Civil Works
11.08.01.00/02 | DOUBLE FACE JERSEY SHAPE CONCRETE BARRIERS (PRECAST OR CAST IN SITU) - AS PER DESIGN Supply, transportation, installation | m | 0 | 0 | 0 | Civil Works
11.11.00.00/02 | ROAD STUDS (SMALL SIZE) Supply, transportation, installation | each | 0 | 0 | 0 | Civil Works
11.12.00.00/01 | SPEED BUMPS AND SPEED HUMPS - AS PER DESIGN Supply, transportation, installation | each | 0 | 0 | 0 | Civil Works
| If applicable, as per project constraints. |  | 0 | 0 | 0 | Civil Works
21.01.01.03/00 | MV AL Cable 1x95mm2 [Q] - Supply | m | 0 | 0 | 0 | MV Cables
21.01.01.04/00 | MV AL Cable 1x95mm2 [Q] - Installation/Laying | m | 0 | 0 | 0 | Trenching
21.01.01.05/00 | MV AL Cable 1x120mm2 [Q] - Supply | m | 0 | 0 | 0 | MV Cables
21.01.01.06/00 | MV AL Cable 1x120mm2 [Q] - Installation/Laying | m | 0 | 0 | 0 | Trenching
21.01.01.07/00 | MV AL Cable 1x150mm2 [Q] - Supply | m | 0 | 0 | 0 | MV Cables
21.01.01.08/00 | MV AL Cable 1x150mm2 [Q] - Installation/Laying | m | 0 | 0 | 0 | Trenching
21.01.01.09/00 | MV AL Cable 1x185mm2 [Q] - Supply | m | 0 | 0 | 0 | MV Cables
21.01.01.10/00 | MV AL Cable 1x185mm2 [Q] - Installation/Laying | m | 0 | 0 | 0 | Trenching
21.01.01.11/00 | MV AL Cable 1x240mm2 [Q] - Supply | m | 2600 | 19.6207 | 51013.783 | MV Cables
21.01.01.12/00 | MV AL Cable 1x240mm2 [Q] - Installation/Laying | m | 2600 | 7.1943 | 18705.0538 | Trenching | 0.16986 | 40
21.01.01.13/00 | MV AL Cable 1x300mm2 [Q] - Supply | m | 0 | 0 | 0 | MV Cables
21.01.01.14/00 | MV AL Cable 1x300mm2 [Q] - Installation/Laying | m | 0 | 0 | 0 | Trenching
21.01.01.15/00 | MV AL Cable 1x400mm2 [Q] - Supply | m | 0 | 0 | 0 | MV Cables
21.01.01.16/00 | MV AL Cable 1x400mm2 [Q] - Installation/Laying | m | 0 | 0 | 0 | Trenching
21.01.01.17/00 | MV AL Cable 1x500mm2 [Q] - Supply | m | 0 | 0 | 0 | MV Cables
21.01.01.18/00 | MV AL Cable 1x500mm2 [Q] - Installation/Laying | m | 0 | 0 | 0 | Trenching
21.01.01.19/00 | MV AL Cable 1x630mm2 [Q] - Supply | m | 0 | 0 | 0 | MV Cables
21.01.01.20/00 | MV AL Cable 1x630mm2 [Q] - Installation/Laying | m | 0 | 0 | 0 | Trenching
21.01.02.95/00 | MV Cable terminations - up to 300mm2 [Q] - Supply | Quantity | 21 | 523.2183 | 10987.584 | Trenching
21.01.02.96/00 | MV Cable terminations - from 400mm2 to 630mm2 [Q] - Supply | Quantity | 0 | 0 | 0 | Trenching
21.01.02.97/00 | MV Cable terminations - [Q] - Installation | Quantity | 21 | 706.9987 | 14846.9729 | Trenching | 17.175 | 40
21.01.03.05/00 | MV Cable joint 1x95mm2 [Q] - Supply | Quantity | 0 | 0 | 0 | Trenching
21.01.03.07/00 | MV Cable joint 1x120mm2 [Q] - Supply | Quantity | 0 | 0 | 0 | Trenching
21.01.03.09/00 | MV Cable joint 1x150mm2 [Q] - Supply | Quantity | 0 | 0 | 0 | Trenching
21.01.03.11/00 | MV Cable joint 1x185mm2 [Q] - Supply | Quantity | 0 | 0 | 0 | Trenching
21.01.03.13/00 | MV Cable joint 1x240mm2 [Q] - Supply | Quantity | 0 | 0 | 0 | Trenching
21.01.03.15/00 | MV Cable joint 1x300mm2 [Q] - Supply | Quantity | 0 | 0 | 0 | Trenching
21.01.03.17/00 | MV Cable joint 1x400mm2 [Q] - Supply | Quantity | 0 | 0 | 0 | Trenching
21.01.03.19/00 | MV Cable joint 1x500mm2 [Q] - Supply | Quantity | 0 | 0 | 0 | Trenching
21.01.03.21/00 | MV Cable joint 1x630mm2 [Q] - Supply | Quantity | 0 | 0 | 0 | Trenching
21.01.03.40/00 | MV Cable joints [Q] - Installation | Quantity | 0 | 0 | 0 | Trenching
21.01.01.79/00 | Complete MV Cable System with all accessories installed [Q] - Test | n. tratte di cavo | 0 | 0 | 0 | Electrical Works
21.01.07.01/00 | CU Solar Cable 1x4mm2 [Q] - Supply | m | 3139 | 0.73708 | 2313.7059 | Solar Cables
21.01.07.03/00 | CU Solar Cable 1x6mm2 [Q] - Supply | m | 6000 | 1.068 | 6408.116 | Solar Cables
21.01.07.05/00 | CU Solar Cable 1x10mm2 [Q] - Supply | m | 88000 | 1.9621 | 172662.0348 | Solar Cables
21.01.07.08/00 | CU Solar Cables up to 10 mm2[Q] - Installation/Laying | m | 97139 | 1.3604 | 132144.7432 | Electrical Works | 0.032759 | 40
21.01.07.13/00 | CU Solar Cable 1x185mm2 [Q] - Supply | m | 0 | 0 | 0 | Solar Cables
21.01.07.14/00 | CU Solar Cable 1x240mm2 [Q] - Supply | m | 0 | 0 | 0 | Solar Cables
21.01.07.15/00 | CU Solar Cable 1x300mm2 [Q] - Supply | m | 0 | 0 | 0 | Solar Cables
21.01.07.16/00 | CU Solar Cables from 185 to 300 mm2 [Q] - Installation/Laying | m | 0 | 0 | 0 | Electrical Works
21.01.08.07/00 | Solar Connectors [Q] - Supply | Quantity | 2279 | 5.6 | 12762.4 | Electrical Works
21.01.08.08/00 | Solar Connectors [Q] - Installation | Quantity | 2279 | 4.8 | 10939.2 | Electrical Works | 0.11625 | 40
21.01.07.11/00 | Complete Solar Cable System with all accessories installed [Q] - Test | Quantity of Strings | 0 | 0 | 0 | Electrical Works
21.01.04.17/00 | LV Unshielded AL Cable 1x240mm2 [Q] - Supply | m | 0 | 0 | 0 | LV Cables
21.01.04.19/00 | LV Unshielded AL Cable 1x300mm2 [Q] - Supply | m | 0 | 0 | 0 | LV Cables
21.01.04.21/00 | LV Unshielded AL Cable 1x400mm2 [Q] - Supply | m | 9000 | 17.0046 | 153041.349 | LV Cables
21.01.04.90/00 | LV Unshielded AL Cables [Q] - Installation/Laying | m | 9000 | 5.2322 | 47089.6459 | Trenching | 0.12705 | 40
21.01.04.23/00 | LV Unshielded AL Cable 3x25mm2 [Q] - Supply | m | 0 | 0 | 0 | LV Cables
21.01.04.24/00 | LV Unshielded AL Cable 3x25mm2 [Q] - Installation/Laying | m | 0 | 0 | 0 | Trenching
21.01.05.45/00 | LV Unshielded Cable terminations [Q] - Supply | Quantity | 180 | 32.7011 | 5886.2057 | Trenching
21.01.05.46/00 | LV Unshielded Cable terminations [Q] - Installation | Quantity | 180 | 20.2747 | 3649.4476 | Trenching | 0.48187 | 40
21.01.04.99/00 | Complete LV Cable System with all accessories installed [Q] - Test | n tratte di cavo | 0 | 0 | 0 | Trenching
21.01.09.91/00 | LV aux cables [L] - Supply | set | 1 | 2616.0914 | 2616.0914 | Solar Cables
21.01.09.92/00 | LV aux cables [L] - Installation/Laying | set | 1 | 7194.2515 | 7194.2515 | Trenching | 179.8563 | 40
21.01.10.91/00 | LV aux Cable terminations [L] - Supply | set | 1 | 654.0229 | 654.0229 | Trenching
21.01.10.92/00 | LV aux Cable terminations [L] - Installation | set | 1 | 706.9987 | 706.9987 | Trenching | 17.675 | 40
21.01.09.94/00 | Complete LVaux Cable System with all accessories installed [L] - Test | n tratte di cavo | 0 | 0 | 0 | Electrical Works
21.01.12.65/00 | I&C Cables (Unshielded, Shielded Single & Multiple Twisted Pairs, Serial Ethernet, RS485, RJ45, Coaxial) [Q] - Supply | m | 50 | 7.8483 | 392.4137 | Electrical Works
21.01.12.66/00 | I&C Cables (Unshielded, Shielded Single & Multiple Twisted Pairs, Serial Ethernet, RS485, RJ45, Coaxial) [Q] - Installation/Laying | m | 50 | 5.2322 | 261.6091 | Electrical Works | 0.13055 | 40
21.01.12.37/00 | I&C Cable fiber optic (12 pairs) [Q] - Supply | m | 970 | 6.5402 | 6344.0217 | Electrical Works
21.01.12.39/00 | I&C Cable fiber optic (1 pair) [Q] - Supply | m | 0 | 0 | 0 | Electrical Works
21.01.12.67/00 | I&C Cable fiber optic (1 Pair,12 pairs) [Q] - Installation/Laying | m | 970 | 13.0805 | 12688.0435 | Electrical Works | 0.32601 | 40
21.01.13.51/00 | I&C Cable Terminations (Unshielded, Shielded Single & Multiple Twisted Pairs, Serial Ethernet, RS485, RJ45, Coaxial) [Q] - Supply | Quantity | 12 | 3.9241 | 47.0896 | Electrical Works
21.01.13.52/00 | I&C Cable Terminations (Unshielded, Shielded Single & Multiple Twisted Pairs, Serial Ethernet, RS485, RJ45, Coaxial) [Q] - Installation | Quantity | 12 | 5.2322 | 62.7862 | Electrical Works | 0.1308 | 40
21.01.13.31/00 | I&C Cable termination fiber optic (1 pair) [Q] - Supply | Quantity | 0 | 0 | 0 | Electrical Works
21.01.13.29/00 | I&C Cable termination fiber optic (12 pairs) [Q] - Supply | Quantity | 12 | 78.4827 | 941.7929 | Electrical Works
21.01.13.32/00 | I&C Cable termination fiber optic (1 pair) [Q] - Installation | Quantity | 0 | 0 | 0 | Electrical Works
21.01.13.30/00 | I&C Cable termination fiber optic (12 pairs) [Q] - Installation | Quantity | 12 | 170.0459 | 2040.5513 | Electrical Works | 4.2511 | 40
21.01.12.56/00 | Complete I&C unshielded cable system with all accessories installed [L] - Test | n tratte di cavo | 0 | 0 | 0 | Electrical Works
21.01.12.58/00 | Complete I&C shielded twisted pairs (single and multiple) cable system with all accessories installed [L] - Test | n tratte di cavo | 0 | 0 | 0 | Electrical Works
21.01.12.62/00 | Complete I&C serial connection ethernet cable system with all accessories installed [L] - Test | n tratte di cavo | 0 | 0 | 0 | Electrical Works
21.01.12.60/00 | Complete I&C coaxial cable system with all accessories installed [L] - Test | n tratte di cavo | 0 | 0 | 0 | Electrical Works
21.01.12.63/00 | Complete I&C fiber optic (1 and 12 pairs) cable system with all accessories installed [Q] - Test | n tratte di cavo | 0 | 0 | 0 | Electrical Works
21.02.07.02/00 | Supply and installation of a complete cable hanger system, with all accessories needed [Q] | m | 0 | 0 | 0 | Electrical Works
21.03.01.05/00 | Earthing bare copper conductor 35mm2 [Q] - Supply | m | 1200 | 9.8103 | 11772.4115 | Electrical Works
21.03.01.07/00 | Earthing bare copper conductor 35mm2 [Q] - Installation | m | 1200 | 7.8 | 9360 | Electrical Works | 0.19375 | 40
21.03.01.09/00 | Earthing bare copper conductor 50mm2 [Q] - Supply | m | 0 | 0 | 0 | Electrical Works
21.03.01.11/00 | Earthing bare copper conductor 50mm2 [Q] - Installation | m | 0 | 0 | 0 | Electrical Works
21.03.01.13/00 | Earthing bare copper conductor 70mm2 [Q] - Supply | m | 6200 | 12.4264 | 77043.8928 | Electrical Works
21.03.01.15/00 | Earthing bare copper conductor 70mm2 [Q] - Installation | m | 6200 | 7.8 | 48360 | Electrical Works | 0.19375 | 40
21.03.01.17/00 | Earthing bare copper conductor 95 mm2 [Q] - Supply | m | 0 | 0 | 0 | Electrical Works
21.03.01.19/00 | Earthing bare copper conductor 95 mm2 [Q] - Installation | m | 0 | 0 | 0 | Electrical Works
21.03.01.21/00 | Earthing bare copper conductor 120mm2 [Q] - Supply | m | 50 | 37.9351 | 1896.7565 | Electrical Works
21.03.01.23/00 | Earthing bare copper conductor 120mm2 [Q] - Installation | m | 50 | 11.1189 | 555.9459 | Electrical Works
21.03.03.41/00 | Earthing connection compression clamp [Q] - Supply | Quantity | 200 | 9.1563 | 1831.264 | Electrical Works
21.03.03.42/00 | Earthing connection compression clamp [Q] - Installation | Quantity | 200 | 14.3885 | 2877.7006 | Electrical Works | 0.33471 | 40
21.03.04.01/00 | Pit and earth electrode D: 15mm - L: 1.5m [Q] - Supply | Quantity | 10 | 78.4827 | 784.8274 | Electrical Works
21.03.04.02/00 | Pit and earth electrode D: 15mm - L: 1.5m [Q] - Installation | Quantity | 10 | 104.6437 | 1046.4366 | Electrical Works | 2.5911 | 40
21.03.06.27/00 | Earthing Cable terminations [Q] - Supply | Quantity | 500 | 13.0805 | 6540.2286 | Electrical Works
21.03.06.28/00 | Earthing Cable terminations [Q] - Installation | Quantity | 500 | 12.4264 | 6213.2172 | Electrical Works | 0.28566 | 40
21.03.07.01/00 | Complete Earthing System testing [L] - Test | set | 0 | 0 | 0 | Electrical Works
21.06.01.25/00 | Fire resistant anti-rodent barrier and sealing crossing [Q] - Supply | m2 | 10 | 65.4023 | 654.0229 | Electrical Works
21.06.01.26/00 | Fire resistant anti-rodent barrier and sealing crossing [Q] - Installation | m2 | 10 | 85.023 | 850.2297 | Electrical Works | 2.1006 | 40
21.06.01.29/00 | Active anti-rodent System [L] - Supply | set | 1 | 7500 | 7500 | Electrical Works
21.06.01.30/00 | Active anti-rodent System [L] - Installation | set | 1 | 780 | 780 | Electrical Works | 19.5 | 40
21.07.01.01/00 | Control & recording system unit [Q] - Supply | Quantity | 1 | 9156.32 | 9156.32 | Electrical Works
21.07.01.02/00 | Control & recording system unit [Q] - Installation | Quantity | 1 | 2773.0569 | 2773.0569 | Electrical Works | 63.0764 | 40
21.07.01.03/00 | CCVT panel HMI [Q] - Supply | Quantity | 1 | 1962.0686 | 1962.0686 | Electrical Works
21.07.01.04/00 | CCVT panel HMI [Q] - Installation | Quantity | 1 | 1517.333 | 1517.333 | Electrical Works | 36.6833 | 40
21.07.01.05/00 | Power distribution panel [Q] - Supply | Quantity | 10 | 1831.264 | 18312.6401 | Electrical Works
21.07.01.06/00 | Power distribution panel [Q] - Installation | Quantity | 10 | 1321.1262 | 13211.2618 | Electrical Works | 32.7782 | 40
21.07.01.07/00 | Cabling (cables, connections, terminations) [Q] - Supply | Quantity | 1500 | 5.2322 | 7848.2743 | Electrical Works
21.07.01.08/00 | Cabling (cables, connections, terminations) [Q] - Installation | Quantity | 1500 | 4.709 | 7063.4469 | Electrical Works | 0.11647 | 40
21.07.01.09/00 | Conduit [Q] - Supply | Quantity | 1500 | 10.4644 | 15696.5486 | Electrical Works
21.07.01.10/00 | Conduit [Q] - Installation | Quantity | 1500 | 6.017 | 9025.5155 | Electrical Works | 0.14968 | 40
21.07.01.21/00 | Security camera outdoor [Q] - Supply | Quantity | 30 | 3270.1143 | 98103.4289 | Electrical Works
21.07.01.22/00 | Security camera outdoor [Q] - Installation | Quantity | 30 | 510.1378 | 15304.1349 | Electrical Works | 10.7534 | 40
21.05.04.01/00 | Street light pole 4m [Q] - Supply | Quantity | 15 | 196.2069 | 2943.1029 | Electrical Works
21.05.04.02/00 | Street light pole 4m [Q] - Installation | Quantity | 15 | 758.6665 | 11379.9977 | Electrical Works | 15.9667 | 40
| Video surveillance and anti-intrusion system Test | set | 0 | 0 | 0 | Electrical Works
21.08.01/00 | Patch panels [Q] - Supply | Quantity | 4 | 2616.0914 | 10464.3657 | Electrical Works
21.08.02/00 | Patch panels [Q] - Installation | Quantity | 4 | 1386.5285 | 5546.1138 | Electrical Works | 34.4132 | 40
21.08.03/00 | FO switch [Q] - Supply | Quantity | 4 | 3924.1372 | 15696.5486 | Electrical Works
21.08.04/00 | FO switch [Q] - Installation | Quantity | 4 | 2014.3904 | 8057.5616 | Electrical Works | 49.3598 | 40
21.13.03.01/00 | Surge arrester three poles for MV cable termination [Q] - Supply | Quantity | 0 | 0 | 0 | Electrical Works
21.13.03.02/00 | Surge arrester three poles for MV cable termination [Q] - Installation | Quantity | 0 | 0 | 0 | Electrical Works
21.13.04.01/00 | Wireless Temperature Cable Monitoring System (TCMS) [Q] - Supply | Quantity | 0 | 0 | 0 | Electrical Works
21.13.04.02/00 | Wireless Temperature Cable Monitoring System (TCMS) [Q] - Installation | Quantity | 0 | 0 | 0 | Electrical Works
21.13.05.01/00 | Pyranometers of Field Monitoring System - Supply | Quantity | 8 | 0 | 0 | Electrical Works
21.13.05.02/00 | Module Temperature Sensors of Field Monitoring System - Supply | Quantity | 6 | 0 | 0 | Electrical Works
21.13.05.03/00 | Soiling Devices of Field Monitoring System - Supply | Quantity | 2 | 0 | 0 | Electrical Works
21.13.05.04/00 | Dataloggers for Field Monitoring System (excluding LV aux power cables) - Supply | Quantity | 2 | 0 | 0 | Electrical Works
21.13.05.05/00 | Installation and Wiring of sensors and dataloggers of Field Monitoring System - Installation | Set | 1 | 0 | 0 | Electrical Works
21.13.05.06/00 | Central Meteorological Towers (including all the equipment and excluding LV aux power cables) - Supply | Quantity | 1 | 0 | 0 | Electrical Works
21.13.05.07/00 | Secondary Meteorological Towers (including all the equipment and excluding LV aux power cables) - Supply | Quantity | 1 | 0 | 0 | Electrical Works
21.13.05.08/00 | Installation and Wiring of Meteorological Towers - Installation | Set | 1 | 118718.2294 | 118718.2294 | Electrical Works | 430.4557 | 40
21.19.01.33/00 | PV Complete TC [Q] - Installation and Interconnection | Quantity | 3 | 6409.424 | 19228.2721 | Electrical Works | 97.7356 | 40
21.19.01.04/00 | String Inverters installation with all accessories requested [Q] | Quantity | 27 | 1936.1837 | 52276.9602 | Electrical Works | 27.1546 | 40
21.19.01.30/00 | PCU/TC Fiscal Produced Energy Meetering System (Outdoor) [Q] - Supply | Quantity | 3 | 3270.1143 | 9810.3429 | Electrical Works
21.19.01.31/00 | PCU/TC Fiscal Produced Energy Meetering System (Outdoor) [Q] - Installation | Quantity | 3 | 824.0688 | 2472.2064 | Electrical Works | 16.8517 | 40
21.19.01.18/00 | PV Modules String Cabling [Q] - installation | N modules | 15390 | 2.7469 | 42274.7296 | PV Mod. Installation | 0.063672 | 40
21.20.00.03/00 | SUPPLY of vibrated reinforced concrete DELIVERY CABIN (CABINA di CONSEGNA) in accordance with the local Regulation of TSO (in Italy is E-Distribuzione Technical Specification DG 2061) - Consisting of two rooms: MV Room, measurement room. Including all the following main and auxiliary components: - Fiscal Energy Meetering System - Lighting systems - Earthing system - MV, LV and communication cables -[Q] - Supply - Elevation structure and foundation (including excavation, backfilling, disposal, and concretes), ground zero slab all fully completed at civil level as indicated in the specification. Earthworks and drainages for platform and area finishing (e.g. sidewalk if needed) excluded. | Quantity | 1 | 107259.7489 | 107259.7489 | Other
21.20.00.13/00 | SUPPLY MV SWG (Switchgear) for DELIVERY CABIN | Quantity | 1 | 0 | 0 | MV Cables
21.20.00.04/00 | Installation and interconnection of vibrated reinforced concrete DELIVERY CABIN (CABINA di CONSEGNA) - Including all types of connections from outside the cabin: MV cables, LV cables, communication and control and primary earth grid, if necessary also consider self-shrinking joints for in-out connection with the cabin on existing line | Quantity | 1 | 10856.7795 | 10856.7795 | MV Cables | 196.4195 | 40
21.20.00.05/00 | Supply and internal connections of vibrated reinforced concrete USER CABIN (CABINA UTENTE) according to paragraphs PPP.PVP.MVC.02 MV DISTRIBUTION CENTER and PPP.PVP.MVC.03 MV CENTER ENCLOSURE and IEC 62271-202 with IAC A Certification - Consisting of three rooms: MV room, transformer aux room, LV+SCADA room. Electrical part: All main and auxiliary components contained in the cabin: - Protection System Equipment (SPG/DG + SPI/DI + DDR) - Fiscal Energy Meetering System - Gas vent channel MV SWG - Fire detection system - Air conditioning system - Anti-rodent system - Normal and emergency lighting system internal and external - Transformation room ventilation system - Normal + Emergency FM sockets - MV, LV, communication and control cables - Earthing system - Any other necessary components - Elevation structure and foundation (including excavation, backfilling, disposal, and concretes), ground zero slab all fully completed at civil level as indicated in the specification. Earthworks and drainages for platform and area finishing (e.g. sidewalk if needed) excluded. | Quantity | 1 | 313930.9724 | 313930.9724 | Other
21.20.00.06/00 | USER CABIN - MV SWG IAC AFLR GIS FREE or AIR (including CCI + GSM module) - Supply [Q] | Quantity | 1 | 0 | 0 | MV Cables
21.20.00.07/00 | USER CABIN - Auxiliary transformer - Supply [Q] | Quantity | 1 | 0 | 0 | MV Cables
21.20.00.08/00 | USER CABIN LV AUX distribution panel - Supply [Q] UPS + Battery in accordance with IEC 016 - Supply [Q] Fiscal&Total Produced Energy Meetering System (To be Installed in the measurement room of delivery cabin) - Supply [Q] Fiscal Absorbed Energy Meetering System (LV AUX side) - Supply [Q] I&C communication panel - Supply [Q] | Quantity | 1 | 0 | 0 | MV Cables
21.20.00.09/00 | Installation and interconnection of USER CABIN (CABINA UTENTE) - Including Plant SCADA cabinet (Out of scope of sup) and all types of connections from outside the cabin: MV cables, LV cables, communication and control, primary earth grid, I&C Communication panel. - Installation | Quantity | 1 | 14780.9166 | 14780.9166 | MV Cables | 282.0229 | 40
21.20.00.10/00 | SUPPLY of vibrated reinforced concrete SECTIONING CABIN (CABINA DI SEZIONAMENTO) in accordance with the local Regulation of TSO (in Italy is E-Distribuzione Technical Specification DG 2061) - Including all the following main and auxiliary components: - Lighting systems - Earthing system - MV, LV and communication cables -[Q] - Supply | Quantity | 0 | 0 | 0 | MV Cables
21.20.00.12/00 | SUPPLY MV SWG (Switchgear) for SECTIONING CABIN (CABINA DI SEZIONAMENTO) |  | 0 | 0 | 0 | MV Cables
21.20.00.11/00 | Installation and interconnection of vibrated reinforced concrete SECTIONING CABIN (CABINA DI SEZIONAMENTO) - Including all types of connections from outside the cabin: MV cables, LV cables, communication and control and primary earth grid. | Quantity | 0 | 0 | 0 | MV Cables
| PV Delivery Cabin Test | n Cabin | 0 | 0 | 0 | Electrical Works
21.01.01.81/00 | MV Cables - 3X visible helix cable - [Q] - Supply | m | 4400 | 67.701 | 297884.4807 | MV Cables
21.01.01.82/00 | MV Cables - 3X visible helix cable - [Q] - Installation/Laying | m | 4400 | 45.7816 | 201439.0406 | MV Cables | 0.94454 | 40
21.01.02.95/00 | MV Cable terminations - up to 300mm2 [Q] - Supply | Quantity | 6 | 654.0229 | 3924.1372 | Trenching
21.01.02.97/00 | MV Cable terminations - [Q] - Installation | Quantity | 6 | 771.747 | 4630.4818 | Trenching | 18.9187 | 40
21.01.03.39/00 | MV Cable joints [Q] - Supply | Quantity | 17.6 | 588.6206 | 10359.7221 | MV Cables
21.01.03.40/00 | MV Cable joints [Q] - Installation | Quantity | 17.6 | 850.2297 | 14964.043 | Trenching | 20.9307 | 40
21.01.12.37/00 | I&C Cable fiber optic (12 pairs) [Q] - Supply | m | 4400 | 7.8483 | 34532.407 | Electrical Works
21.01.13.29/00 | I&C Cable termination fiber optic (12 pairs) [Q] - Supply | Quantity | 10 | 196.2069 | 1962.0686 | Electrical Works
21.01.12.67/00 | I&C Cable fiber optic (1 Pair,12 pairs) [Q] - Installation/Laying | m | 4400 | 9.1563 | 40287.8081 | Electrical Works | 0.22235 | 41
21.01.13.30/00 | I&C Cable termination fiber optic (12 pairs) [Q] - Installation | Quantity | 10 | 143.885 | 1438.8503 | Electrical Works | 3.5721 | 40
02.02.00.00/01 | HORIZONTAL DIRECTIONAL DRILLING (HDD): CABLES/PIPES/CONDUITS DIAMETER 4 INCHES / 100 MM | m | 0 | 0 | 0 | Trenching
02.02.00.00/02 | HORIZONTAL DIRECTIONAL DRILLING (HDD): CABLES/PIPES/CONDUITS DIAMETER > 4 TO 8 INCHES / 100 TO 200 MM | m | 0 | 0 | 0 | Trenching
02.02.00.00/03 | HORIZONTAL DIRECTIONAL DRILLING (HDD): CABLES/PIPES/CONDUITS DIAMETER > 8 TO 12 INCHES / 200 TO 250 MM | m | 0 | 0 | 0 | Trenching
02.02.00.00/04 | HORIZONTAL DIRECTIONAL DRILLING (HDD): CABLES/PIPES/CONDUITS DIAMETER > 12 INCHES / 250 MM - Installation | m | 180 | 327.0114 | 58862.0573 | MV Cables
20.01.08.00.xx | EXCAVATION AND BACKFILLING (INCLUDING SAND BED, IF NECESSARY ACCORDING TO THE DESIGN, REPLACING OF ROAD LAYERS - IF ANY- ALWAYS INCLUDED) FOR TYPICAL MV TRENCH 1C - 110 x48 CM (MIN) - N.1 THREE-PHASE MV LINE - Installation | m | 4400 | 93.9798 | 413511.1506 | MV Cables | 1.2245 | 40
21.23.01.03/00 | Electrical Diesel generator 100kVA [Q] - Supply | Quantity | 0 | 0 | 0 | Electrical Works
21.23.01.04/00 | Electrical Diesel generator 100kVA [Q] - Installation | Quantity | 0 | 0 | 0 | Electrical Works
| Complete Electrical Tracker Installation - Engines, Electronic Systems and batteries (LV aux power and I&C cables excluded) [Q] | N° Trackers | 195 | 261.6091 | 51013.783 | Tracker Inst. | 6.5402 | 40
| MECHANICAL ASSEMBLY OF TRACKERS STRUCTURES (PV PANELS INSTALLATION EXCLUDED) -1x30 Including all materials (e.g. coupling nuts and bolts, anchor bolts with specially provided inserts, expansion bolts, welding materials, shims, etc.) and activities necessary to carry out the mechanical installation (e.g. drillings; renovation of hot-dip galvanizing according to the structure manufacturer, if removed/damaged during installation; installation of motor, drive arm mechanism, dampers, spring and any other device necessary for the perfect functioning of the structure; implementation of defense procedures during construction phasis; etc.) | N° Trackers | 21 | 343.8808 | 7221.4974 | Tracker Inst. | 7.0215 | 41
| MECHANICAL ASSEMBLY OF TRACKERS STRUCTURES (PV PANELS INSTALLATION EXCLUDED) -1x60 Including all materials (e.g. coupling nuts and bolts, anchor bolts with specially provided inserts, expansion bolts, welding materials, shims, etc.) and activities necessary to carry out the mechanical installation (e.g. drillings; renovation of hot-dip galvanizing according to the structure manufacturer, if removed/damaged during installation; installation of motor, drive arm mechanism, dampers, spring and any other device necessary for the perfect functioning of the structure; implementation of defense procedures during construction phasis; etc.) | N° Trackers | 30 | 687.7617 | 20632.8498 | Tracker Inst. | 15.0419 | 42
| MECHANICAL ASSEMBLY OF TRACKERS STRUCTURES (PV PANELS INSTALLATION EXCLUDED) -1x90 Including all materials (e.g. coupling nuts and bolts, anchor bolts with specially provided inserts, expansion bolts, welding materials, shims, etc.) and activities necessary to carry out the mechanical installation (e.g. drillings; renovation of hot-dip galvanizing according to the structure manufacturer, if removed/damaged during installation; installation of motor, drive arm mechanism, dampers, spring and any other device necessary for the perfect functioning of the structure; implementation of defense procedures during construction phasis; etc.) | N° Trackers | 144 | 1031.6425 | 148556.5183 | Tracker Inst. | 22.6894 | 43
| RAMMING Including all machinery and ancillary activities necessary to carry out the work and testing, as prescribed | each | 1831.2 | 57.4496 | 105201.6715 | Tracker Inst. | 0.47765 | 47
| PRE-DRILLED AND RAMMING Including all machinery and ancillary activities necessary to carry out the work and testing, as prescribed | each | 523.2 | 104.9933 | 54932.5186 | Tracker Inst. | 0.72903 | 48
| DRILLING AND CONCRETING: DRILLING DIAMETER (150 mm < Æ ≤ 200 mm) Including all machinery, drilling/excavation in any material, soil disposal and trasportation to dump, croncreting and all ancillary activities necessary to carry out the work (e.g. tests, as prescribed) | m | 392.4 | 160.5209 | 62988.3958 | Tracker Inst. | 1.1331 | 49
| Supply of spare parts for EMBOP as per Technical Specification | ls | 1 | 91424.4876 | 91424.4876 | Electrical Works
| Items listed in the document PSC/ESS for health, safety and environmental measures tailored for the Project | ls | 1 | 70000 | 70000 | General Costs
| HSE Plans: Health & Safety Plan Risk Assesment Lifting Plan Excavation Plan Environmental Plan Environmentali risk Assessment Waste Management Plan Storm Water Management Plan Erosion Management Plan Emergency Plan Traffic management Plan | ls | 1 | 23544.8229 | 23544.8229 | General Costs
| Active Safety Device to avoid collision or accidents | num | 1 | 0 | 0 | General Costs
| As per Linea guida security rev03 + Elenco elementi security BoQ | ls | 1 | 52060.2196 | 52060.2196 | General Costs

## Comparison_Dataset
code | Description | unit | quantity | unit_price | total_price | Category | manhours | wage
| Cost of Bank Guarantee (Down Payment, Execution, Warranty - exclusion of FX, Tracker, SI, PCU, TC supply) | ls | 1 | 115580 | 115580
| Cleaning of the PV Modules to be carried out immediately before the final electrification and anyway in order to guarantee the optimal performance of the PV Park from the beginning. | N° PV Modules | 15390 | 2.5284 | 38912.6745
| Topographical survey | ls | 1 | 7848.2743 | 7848.2743
| Geological and geotechnical including surveys and electrical grounding parameters. | ls | 1 | 15823 | 15823
| Underground investigation of existing utilities / foundations | ls | 1 | 9156.32 | 9156.32
| Executive Civil Design | ls | 1 | 111183.8861 | 111183.8861 |  | 1853.0648 | 60
| Red Lines Civil Design | ls | 1 | 7116.7834 | 7116.7834 |  | 118.6131 | 60
| External Roads Executive Design | ls | 1 | 6540.2286 | 6540.2286 |  | 109.0038 | 60
| External Roads Red Lines Design | ls | 1 | 6409.424 | 6409.424 |  | 106.8237 | 60
| As Built Civil Design | ls | 1 | 13082.3224 | 13082.3224 |  | 218.0387 | 60
| As Built Engineering Firefighting FF | ls | 1 | 1962.3484 | 1962.3484 |  | 32.7058 | 60
| Design for permit | ls | 1 | 15696.5486 | 15696.5486 |  | 261.6091 | 60
| Executive Electrical Design | ls | 1 | 124264.3432 | 124264.3432 |  | 2071.0724 | 60
| FIREFIGHTING FF EXECUTIVE DESIGN Executive design of all fire detection and fire fighting system included in BOP scope of supply (including FF Engineering for TAC, in case TAC is in SoW) | ls | 1 | 6540.2286 | 6540.2286 |  | 109.0038 | 60
| FIREFIGHTING FF CERTIFICATION Hand over to ENEL of all declartions and certification related to "safety relevant systems", to be used for "SCIA Antincendio" - reference Italian Decress 37/08, 07/08/12, 20/12/12 | ls | 1 | 3270.1143 | 3270.1143 |  | 54.5019 | 60
| Red Lines Electrical Design | ls | 1 | 8425.0156 | 8425.0156 |  | 140.4169 | 60
| Red Lines Engineering Firefighting FF | ls | 1 | 3270.1143 | 3270.1143 |  | 54.5019 | 60
| As Built Electrical Design | ls | 1 | 19620.6858 | 19620.6858 |  | 327.0114 | 60
| All necessary measures to minimize the impacts of the project on landscape and other environmental components (e.g. natural and phisycal screens, noise barriers,…) - Opera di mitigazione perimetrale realizzata in accordo alle specifiche tecniche riportate nelle prescrizioni autorizzative del Decreto di AU | ls | 1 | 130804.5718 | 130804.5718 |  | 440.1143 | 40
| General costs (Project Manager- Site Manager- Civil Supervisor - Electrical Supervisor- Mechanical Supervisor- Quality Controller- Material Supervisor- Topographical surveyor) | h | 6560 | 52.6778 | 345566.5268 |  | 1 | 52.6778
| Unloading and Storage of SI / PCU/TC | ls | 1 | 3302.4694 | 3302.4694 |  | 42.5617 | 40
| Unloading and Storage of the tracker structures and equipments | ls | 1 | 13242.0772 | 13242.0772 |  | 153.5519 | 40
| Unloading and Storage of PV Modules | ls | 1 | 13242.0772 | 13242.0772 |  | 153.5519 | 40
| Services and Utilities | ls | 1 | 7848.2743 | 7848.2743
| General camp Facilities | ls | 1 | 114846.4141 | 114846.4141
| Access control facilities - Site signs | ls | 1 | 0 | 0
| Cabling & Network Services | ls | 1 | 0 | 0
| Security and surveillance service | month | 10 | 23544.8229 | 235448.2293
| Extra time site camp | week | 1 | 4204.4327 | 4204.4327
| Decommisioning and dismantling | ls | 1 | 10464.3657 | 10464.3657
| Preliminary check and turnover documentation | ls | 1 | 4447.3554 | 4447.3554 |  | 78.9471 | 50
| Performance ratio tests | ls | 1 | 27076.5464 | 27076.5464 |  | 516.5309 | 50
| PHOTOVOLTAIC SYSTEM VERIFICATIONS | ls | 1 | 19097.4675 | 19097.4675 |  | 311.9493 | 50
| PV PARK TEMPORARY OPERATION SERVICE (par. 12.13) - Phase 1 | ls | 1 | 40603.6701 | 40603.6701 |  | 560.4734 | 50
| PV PARK TEMPORARY OPERATION SERVICE (par. 12.13) - Phase 2 | month | 1 | 45469.8316 | 45469.8316 |  | 809.3966 | 50
| Fence and Gate (FENCING VERIFICATIONS) | ls | 1 | 3819.4935 | 3819.4935 |  | 71.3899 | 50
| Field Monitoring System (FMS) - Meteorological Monitoring System (MMS) | ls | 1 | 15173.3303 | 15173.3303 |  | 261.4666 | 50
02.01.01.00/04 | VEGETAL SUPPRESSION, AREA CLEARING AND STRIPPING Removal of all obstructions such as vegetation (Manual and Machanized), trees of having any circumference, shrubs, boulders and/or other debris. Included loading, transportation up to final destination, unloading, spreading. | m2 | 100000 | 0.65412 | 65411.6119 |  | 0.0076029 | 40
11.04.02.00/01 | LOADING, TRANSPORTING AND SPREADING OF TOPSOIL LAYERS IN DEGRADED AREAS New transportation of topsoil material to a specific area by ENEL request to prepare the surface for seeding. | m3 | 1650 | 17.0046 | 28057.5807 |  | 0.16261 | 40
02.01.02.00/01 | TOPSOIL EXCAVATION Removal of topsoil layer, any depth, including loading, transportation, unloading and spreading. Topsoil should be stockpiled for later reuse as needed. | m2 | 5500 | 4.9052 | 26978.4429 |  | 0.087629 | 40
02.01.05.00/04 | EXCAVATION IN SOIL Excavation in soil, any depth, with mechanical means "dozer" and "scraper" including loading and transport to usage location or authorized dump to any distance, spreading, natural compaction and geometrical embankment conformation according to the design. Including testing as prescribed. | m3 | 3000 | 12.4264 | 37279.303 |  | 0.17066 | 40
02.04.02.00/04 | EXCAVATION IN ROCKY SOILS BY HAMMERING Excavation in rocky soil, any depth, with hammer demolition equipment including loading and transport to usage location or authorized dump to any distance, spreading, natural compaction and geometrical embankment conformation according to the design. Including testing as prescribed. | m3 | 0 | 0 | 0
02.04.01.00/04 | EXCAVATION IN ROCKY SOILS BY CONTROLLED BLASTING Excavation in rocky soil, any depth, with massive blasting including loading and transport to usage location or authorized dump to any distance, spreading, natural compaction and geometrical embankment conformation according to the design. Including testing as prescribed. | m3 | 0 | 0 | 0
03.01.00.00/03 | PREPARATION OF THE SUBGRADE Compaction and assessment of the subgrade layer: any slope. Including testing as prescribed. | m2 | 4000 | 3.2963 | 13185.1008 |  | 0.047407 | 40
03.03.00.00/01 | EMBANKMENT: MATERIAL FROM ON-SITE EXCAVATION OR ON-SITE STORAGE Excution with material from on-site excavation or on-site storage, according to drawings and technical specifications. Including compaction and testing as prescribed. | m3 | 700 | 9.1563 | 6409.424 |  | 0.19391 | 40
03.03.00.00/07 | EMBANKMENT: MATERIAL IMPORTED FROM QUARRY OR CHUSHING PLANT AS PER DESIGN Execution with material from quarry or crushing plant, according to drawings and technical specifications. Including supply, loading, transportation, spreading, compaction and testing as prescribed. | m3 | 700 | 41.8575 | 29300.2241 |  | 0.17144 | 40
02.06.00.00/03 | LOADING, TRANSPORTATION, DISPOSAL AND STORAGE OF EXCAVATED MATERIAL: INERT WASTE LANDFILL/RECYCLING PLANT Loading and transport at any distance for not-dangerous soils and rocks, spreading, natural compaction and geometrical embankment conformation according to the design. All duties including additional tests required by the dump. Any disposal compensations/fees arising from the landfill/recycling plants and/or third party. | m3 | 0 | 0 | 0
02.06.00.00/05 | LOADING, TRANSPORTATION, DISPOSAL AND STORAGE OF EXCAVATED MATERIAL: HAZARDOUS LANDFILL/RECYCLING PLANT Loading and transport at any distance for dangerous soils and rocks, spreading, natural compaction and geometrical embankment conformation according to the design. All duties including additional tests required by the dump. Any disposal compensations/fees arising from the landfill/recycling plants. | m3 | 0 | 0 | 0
04.02.00.00/04 | AGGREGATE SUB-BASE: MATERIAL TYPE AS PER THE DESIGN Execution of road and crane pad aggregate sub-base with material as per design and technical specifications (from on-site excavation, crushing plant or imported from quarry). Including excavation/production, loading, transportation up the usage location, spreading, compaction and testing. | m3 | 1200 | 65.4023 | 78482.7431 |  | 0.22227 | 40
04.02.00.00/08 | AGGREGATE BASE: MATERIAL TYPE AS PER THE DESIGN Execution of road and crane pad aggregate base with material as per design and technical specifications (crushing plant or imported from quarry). Including excavation/production, loading, transportation up the usage location, spreading, compaction and testing. | m3 | 400 | 119.0322 | 47612.8641 |  | 0.34153 | 40
03.07.00.00/04 | CEMENT STABILIZATION: ANY TYPE OF CEMENT, PERCENTAGE BY WEIGHT ACCORDING THE DESIGN Material supply, placement and compaction, and testing. Includes preliminary testing for determining cement dosage based on moisture content. | m3 | 0 | 0 | 0
05.01.04.00/04 | GEO-SYNTHETICS: GEOTEXTILES Supply and installation of geotextiles for reinforcement with weight per unit area according to the design in the whole width of the roads and pads, as shown on the drawings, including ancillary material for overlapping and proper installation. | m2 | 4000 | 9.8103 | 39241.3716 |  | 0.045259 | 40
04.03.01.00/01 | SURFACE COURSE: CONCRETE PAVING Supply and installation of concrete finishing according to the design criteria and the local/federal codes. | m3 | 0 | 0 | 0
04.03.02.00/02 | SURFACE COURSE: ASPHALT Supply and installation of asphalt finishing according to the design criteria and the local/federal codes. | m3 | 1000 | 46.4095 | 46409.4621 |  | 0.47274 | 40
07.02.01.00/01 | NARROW EXCAVATION: DEPTH 0 TO 6.5 FT / 0 TO 2 M Including excavation, surface preparationl and transportation of the excavated material to storage/disposal areas | m3 | 326 | 22.2368 | 7249.1894 |  | 0.20592 | 40
07.02.04.00/01 | DRAINING MATERIAL FROM ON-SITE EXCAVATION OR ON-SITE STORAGE Including the filling of the trench with draining material from on-site excavation or on-site storage | m3 | 0 | 0 | 0
07.02.04.00/03 | DRAINING MATERIAL IMPORTED FROM QUARRY Including the filling of the trench with draining material from a commercial quarry | m3 | 326 | 39.2414 | 12792.6871 |  | 0.13103 | 40
07.04.03.00/05 | GROUND WATER DRAINAGE PIPES - PVC CORRUGATED FLEXIBLE DRAIN PIPES: DN 300 - NPS 12 Including excavation, surface preparation, soil disposal and transportation to dump, lining, backfill as well as supply and installation of all materials and accessory component necessary for the correct implementation and functioning. Closest dimension shall be applied. | m | 651 | 104.6437 | 68123.021 |  | 0.41609 | 40
07.03.01.00/03 | EXCAVATION OF DRAINAGE CANAL/DITCHES AND RETENTION/LAMINATION BASINS: ANY KIND OF SOIL AND ANY DEPTH Any form, including excavation, surface preparation, soil disposal and transportation to dump including all activities necessary before the linning | m3 | 479 | 39.2414 | 18796.617 |  | 0.45603 | 40
07.03.02.01/01 | LINING OF DRAINAGE CANAL/DITCHES: GEOTEXTILE LINING Supply and installation of geotextile lining (all activities included, except excavation) | m2 | 1302 | 9.8103 | 12773.0664 |  | 0.070259 | 40
07.03.02.03/01 | LINING OF DRAINAGE CANAL/DITCHES: CONCRETE LINING Supply and installation of concrete lining (all activities included, except excavation) | m2 | 0 | 0 | 0
07.06.01.00/02 | CONCRETE CONNECTION PITS - NON-REINFORCED/REINFORCED: INNER DIMENSION 50 X 50 CM - PRECAST Supply and installation of concrete connection pits: inner dimension 50 x 50 cm - precast (all works included; also excavation and backfilling with on-site material) | each | 0 | 0 | 0
07.06.01.00/05 | CONCRETE CONNECTION PITS - NON-REINFORCED/REINFORCED: INNER DIMENSION 100 X 100 CM - PRECAST Supply and installation of precast concrete connection pits (including excavation and backfilling with on-site material, also concrete upper slab with the hole for the manhole cover - circle D60 or square 60x60cm; manhole not included). | each | 0 | 0 | 0
07.06.04.00/02 | CAST IRON LIDS/MANHOLE COVERS FOR PITS: 50 x 50 CM Supply and installation of cast iron lids/manhole covers for pits: internal size 50x50 cm | each | 0 | 0 | 0
07.06.04.00/03 | CAST IRON LIDS/MANHOLE COVERS FOR PITS: 60 x 60 CM (OR D60) Supply and installation of cast iron lids/manhole covers for pits: internal size D60 or 60x60 cm | each | 0 | 0 | 0
07.05.02.00/03 | REINFORCED CONCRETE PIPES: DN 600 - NPS 24 Supply and installation of reinforced concrete pipes (all works included, also excavation; closest dimension shall be applied) | m | 25 | 261.6091 | 6540.2286 |  | 0.66523 | 40
07.05.02.00/04 | REINFORCED CONCRETE PIPES: DN 800 - NPS 32 Supply and installation of reinforced concrete pipes (all works included, also excavation; closest dimension shall be applied) | m | 0 | 0 | 0
07.05.02.00/05 | REINFORCED CONCRETE PIPES: DN 1000 - NPS 40 Supply and installation of reinforced concrete pipes (all works included, also excavation; closest dimension shall be applied) | m | 0 | 0 | 0
07.05.02.00/12 | REINFORCED BOX CULVERTS: NOMINAL WIDTH 1600 MM - 64 IN Supply and installation of reinforced concrete box culverts (all works included, also excavation; closest dimension shall be applied) | m | 0 | 0 | 0
07.05.02.00/14 | REINFORCED BOX CULVERTS: AS PER DESIGN Supply and installation of reinforced concrete box cuverts (all works included, also excavation; closest dimension shall be applied) | m | 0 | 0 | 0
02.01.05.00/04 | EXCAVATION IN SOIL Excavation in soil, any depth, with mechanical means "dozer" and "scraper" including loading and transport to usage location or authorized dump to any distance, spreading, natural compaction and geometrical embankment conformation according to the design. Including testing as prescribed. | m3 | 0 | 0 | 0
02.04.02.00/04 | EXCAVATION IN ROCKY SOILS BY HAMMERING Excavation in rocky soil, any depth, with hammer demolition equipment including loading and transport to usage location or authorized dump to any distance, spreading, natural compaction and geometrical embankment conformation according to the design. Including testing as prescribed. | m3 | 0 | 0 | 0
02.04.01.00/04 | EXCAVATION IN ROCKY SOILS BY CONTROLLED BLASTING Excavation in rocky soil, any depth, with massive blasting including loading and transport to usage location or authorized dump to any distance, spreading, natural compaction and geometrical embankment conformation according to the design. Including testing as prescribed. | m3 | 0 | 0 | 0
03.01.00.00/03 | PREPARATION OF THE SUBGRADE Compaction and assessment of the subgrade layer: any slope. Including testing as prescribed. | m2 | 0 | 0 | 0
03.03.00.00/01 | EMBANKMENT: MATERIAL FROM ON-SITE EXCAVATION OR ON-SITE STORAGE Execution with material from on-site excavation or on-site storage, according to drawings and technical specifications. Including compaction and testing as prescribed. | m3 | 0 | 0 | 0
03.03.00.00/07 | EMBANKMENT: MATERIAL IMPORTED FROM QUARRY OR CHUSHING PLANT AS PER DESIGN Execution with material from quarry or crushing plant, according to drawings and technical specifications. Including supply, loading, transportation, spreading, compaction and testing as prescribed. | m3 | 0 | 0 | 0
07.07.01.00/02 | INCLINED DRAINAGE DITCHES - AS PER DESIGN: SECTION AREA OF 0,3 M2 UP 1 M2 Any form, any material (stones, concrete, etc.) including excavation, surface preparation, soil disposal and transportation to dump, backfilling compaction, lining as well as supply and installation of all materials and accessory components necessary for the correct implementation and functioning. In case of concrete lining consider a thickness of 15 cm for no reinforced section and 8 cm for reinforced section (with rebars included). | m | 0 | 0 | 0
07.07.05.00/01 | CONCRETE CURB/SIDEWALK Any form, including excavation, surface preparation, soil disposal and transport to backfill, backfill compaction, lean concrete base, as well as supply and installation of all materials and ancillary components necessary for correct implementation and functioning. | m | 0 | 0 | 0
05.01.04.00/04 | GEO-SYNTHETICS: GEOTEXTILES Supply and installation of geotextiles for reinforcement with weight per unit area according to the design in the whole width of the roads and pads, as shown on the drawings, including ancillary material for overlapping and proper installation. | m2 | 0 | 0 | 0
11.03.03.00/01 | FENCE CHAIN LINK NET ON POSTS: GALVANIZED FINISHING Supply and installation ofence chain link net on posts with galvanized finishing, according to the design | m | 0 | 0 | 0
07.07.02.00/03 | HYDRAULIC ENERGY DISSIPATOR: AS PER DESIGN Any material (stones, concrete, etc.) Surface preparation, soil disposal and transportation to dump, backfilling compaction, lining as well as supply and installation of all materials and accessory components necessary for the correct implementation and functioning. | m3 | 0 | 0 | 0
07.07.04.00/01 | LOW WATER CROSSINGS Supply of materials and execution according to the design. Includes excavation and backfilling, grading, surface preparation, execution. | m | 0 | 0 | 0
07.07.06.00/01 | RIP-RAP PROTECTION Supply of materials and execution according to the design. Includes excavation and backfilling, grading, surface preparation, execution. | m3 | 0 | 0 | 0
07.07.05.00/01 | CONCRETE CURB/SIDEWALK Any form, including excavation, surface preparation, soil disposal and transport to backfill, backfill compaction, lean concrete base, as well as supply and installation of all materials and ancillary components necessary for correct implementation and functioning. | m | 0 | 0 | 0
02.06.00.00/03 | LOADING, TRANSPORTATION, DISPOSAL AND STORAGE OF EXCAVATED MATERIAL: INERT WASTE LANDFILL/RECYCLING PLANT Loading and transport at any distance for not-dangerous soils and rocks, spreading, natural compaction and geometrical embankment conformation according to the design. All duties including additional tests required by the dump. Any disposal compensations/fees arising from the landfill/recycling plants and/or third party. | m3 | 0 | 0 | 0
02.06.00.00/05 | LOADING, TRANSPORTATION, DISPOSAL AND STORAGE OF EXCAVATED MATERIAL: HAZARDOUS LANDFILL/RECYCLING PLANT Loading and transport at any distance for dangerous soils and rocks, spreading, natural compaction and geometrical embankment conformation according to the design. All duties including additional tests required by the dump. Any disposal compensations/fees arising from the landfill/recycling plants. | m3 | 0 | 0 | 0
02.01.03.00/01 | GENERAL EXCAVATION Excavation for any kind of soil/rock at any kind of depth including characterization according to local codes. | m3 | 60 | 11.1184 | 667.1033 |  | 0.22546 | 40
03.01.00.00/03 | PREPARATION OF SUBGRADE Compaction and assessment of the subgrade layer. Including testing as prescribed. | m2 | 0 | 0 | 0
03.05.03.01/04 | BACKFILLING BY SOIL MATERIAL FROM ON-SITE EXCAVATION OR ON-SITE STORAGE - ANY DEPTH This activity involves placing and compacting soil in layers, with suitable excavated materials or quarry materials supplied by the Contractor and in compliance with the design/project documents or as defined by EGP. Included loading, transportation, spreading, compaction. | m3 | 0 | 0 | 0
08.02.00.00/02 | CONCRETE MIXTURE: SUPPLY AND POURING - COMPRESSION STRENGTH 2200 PSI / C12/15 Supply, transportation, placement and testing according to the design and the TS, including ancillary works (vibration, formworks of any type, curing activities, etc.). | m3 | 9 | 218.4436 | 1965.9927 |  | 0.71109 | 40
08.02.00.00/09 | CONCRETE MIXTURE: SUPPLY AND POURING - COMPRESSION STRENGTH 5800 PSI / C32/40 Supply, transportation, installation and testing of concrete according to the design and the TS, including ancillary works (vibration, formworks of any type, curing activities, etc.). | m3 | 39 | 327.0114 | 12753.4458 |  | 0.67529 | 40
08.04.00.00/01 | STEEL REINFORCEMENTS: REBARS GRADE 60 (ASTM A615) / B450 C Supply, transportation, installation and testing according to the design and the TS, including ancillary works. | kg | 3555 | 3.1393 | 11160.2461 |  | 0.028983 | 40
08.04.00.00/02 | STEEL REINFORCEMENTS: WELDED MESH GRADE 60 (ASTM A615) / B450 C Supply, transportation, installation and testing according to the design and the TS, including any ancillary works. | kg | 220 | 2.8777 | 633.0941 |  | 0.041943 | 40
08.06.01.00/01 | GROUT FOR FILLING AND EMBEDMENT ANCHORING: CEMENT BASED Supply, transportation, installation and testing according to the design and the TS, including ancillary works (formworks of any type, curing activities, etc.). If no information are given, consider BASF Masterflow 9300. | m3 | 0 | 0 | 0
08.09.00.00/01 | HOT DIP GALVANIZED MAIN STEEL STRUCTURES Supply prefabrication and erection of hot dip galvanized main steel structures | kg | 0 | 0 | 0
08.09.00.00/04 | HOT DIP GALVANIZED MINOR STEEL STRUCTURES Supply prefabrication and erection of hot dip galvanized minor steel structures | kg | 110 | 26.1609 | 2877.7006 |  | 0.32902 | 40
08.09.01.00/01 | HOT DIP GALVANIZED CORRUGATED STEEL SHEETS Supply prefabrication and erection of hot dip galvanized minor steel structures | kg | 0 | 0 | 0
08.09.02.00/01 | HOT DIP GALVANIZED BUCKLE OR CHEQUERED STEEL SHEETS Supply prefabrication and erection of hot dip galvanized main steel structures | kg | 0 | 0 | 0
08.09.03.00/01 | HOT DIP GALVANIZED STEEL GRATINGS Supply prefabrication and erection of hot dip galvanized main steel structures | kg | 0 | 0 | 0
08.03.01.00/01 | FINISHING OF THE EXPOSED/UNDERGROUND SURFACES: BITUMINOUS WATERPROOFING COATING Supply, transportation, installation and testing. | m2 | 60 | 215.8275 | 12949.6526 |  | 0.72069 | 40
08.05.00.00/01 | EMBEDMENTS: STEEL PLATES AND GENERAL ITEMS - GALVANIZED Supply and installation of including ancillary materials needed for installation (spacers, temporary fixing system, etc.). | kg | 0 | 0 | 0
08.05.00.00/05 | EMBEDMENTS: PLASTIC PIPES FOR CABLES - DIAMETER 4 INCHES / 100 MM Supply and installation of ducts for LV/MV, communication and grounding cables according to WTG documentation and TS, with embedment material if needed, including ancillary materials (spacers, fixing materials, etc.). | m | 15 | 11.7724 | 176.5862 |  | 0.15181 | 40
08.05.00.00/08 | EMBEDMENTS: PLASTIC PIPES FOR CABLES - DIAMETER 8 INCHES / 200 MM Supply and installation of ducts for LV/MV, communication and grounding cables according to WTG documentation and TS, with embedment material if needed, including ancillary materials (spacers, fixing materials, etc.). | m | 15 | 19.6207 | 294.3103 |  | 0.24802 | 40
08.05.01.01/01 | EMBEDMENTS - ANCHOR BOLTS - GALVANIZED Supply, transportation, installation and testing according to the design and the TS, including ancillary works. | kg | 0 | 0 | 0
08.05.01.04/01 | EMBEDMENTS - POST-INSTALLED ANCHOR BOLTS: MECHANICAL SYSTEM - GALVANIZED Supply, transportation, installation and testing according to the design and the TS, including ancillary works. | kg | 0 | 0 | 0
08.05.01.04/03 | EMBEDMENTS - POST-INSTALLED ANCHOR BOLTS: CHEMICAL SYSTEM - GALVANIZED Supply, transportation, installation and testing according to the design and the TS, including ancillary works. | kg | 125 | 13.0805 | 1635.0571 |  | 0.097011 | 40
08.05.02.00/01 | EMBEDMENTS - FOR STEEL REINFORCEMENTS EARTHING CONNECTION Material supply and installation according to the design and ENEL TS. Including conections with weld exothermics and conduits/embendments and all necessary tests by a specialized laboratory. | kg | 6 | 130.8046 | 784.8274 |  | 1.0201 | 40
08.07.02.00/01 | WATER-TIGHTNESS JOINTS BY PLASTIC OR RUBBER PROFILES: NEOPRENE Any type and dimensions as per the design | m | 55 | 54.9379 | 3021.5856 |  | 0.94845 | 40
08.07.03.00/01 | EXPANSION JOINTS: RUBBER Any type and dimensions as per the design | m | 0 | 0 | 0
08.08.01.00/02 | DRILLING AND FIXING OF STEEL BARS REINFORCEMENT DIAM > 14MM TO 20MM WITH EXPANSIVE MORTAR Supply of steel bars reinforcement included | m | 15 | 32.7011 | 490.5171 |  | 0.31753 | 40
08.13.03.00/01 | MECHANICAL INSTALLATION OF PV MODULES Including all materials and activities necessary to carry out the mechanical installation of the pannels, excluded the electrical connection. | each | 15390 | 6.6927 | 103000.2229 |  | 0.16732 | 40
09.01.01.00/02 | DEMOLITION OF CONCRETE STRUCTURES, REINFORCED CONCRETE Demolition of all materials included inside the buildings/structures/civil works, as well as proper separation and disposal according to technical specifications | m3 | 0 | 0 | 0
09.01.02.00/04 | DISMANTLING AND RE-INSTALATION OF THE SAME FENCES Same typology according to existing fence. Including supply of all necessary materials, transportation and dismantling/re-installation works. | m | 0 | 0 | 0
09.01.03.00/01 | MASONRY DEMOLITION Demolition of all materials included inside the buildings/structures/civil works, as well as proper separation and disposal according to technical specifications | m3 | 20 | 431.6551 | 8633.1017 |  | 3.7914 | 40
09.01.04.00/01 | DEMOLITION OF STEEL STRUCTURES, MECHANICAL EQUIPMENTS, STEEL PIPING AND ELECTRICAL CABLES Demolition of all materials included inside the buildings/structures/civil works, as well as proper separation and disposal according to technical specifications | kg | 0 | 0 | 0
09.01.05.00/01 | ROADS, LOT AND OUTDOOR WORK DEMOLITION Demolition of all materials composing the road section including ditches, culvert, pipes, asphalt, base, subbase, pits, signs, concrete, retaining wall, etc., as well as proper separation and disposal according to technical specifications | m3 | 0 | 0 | 0
02.06.00.00/03 | LOADING, TRANSPORTATION, DISPOSAL AND STORAGE OF EXCAVATED MATERIAL: INERT WASTE LANDFILL/RECYCLING PLANT Loading and transport at any distance for not-dangerous soils and rocks, spreading, natural compaction and geometrical embankment conformation according to the design. All duties including additional tests required by the dump. Any disposal compensations/fees arising from the landfill/recycling plants and/or third party. | m3 | 0 | 0 | 0
02.06.00.00/05 | LOADING, TRANSPORTATION, DISPOSAL AND STORAGE OF EXCAVATED MATERIAL: HAZARDOUS LANDFILL/RECYCLING PLANT Loading and transport at any distance for dangerous soils and rocks, spreading, natural compaction and geometrical embankment conformation according to the design. All duties including additional tests required by the dump. Any disposal compensations/fees arising from the landfill/recycling plants. | m3 | 0 | 0 | 0
11.04.04.00/01 | SEEDING GRASS AND PLANTS: HYDRO-SEEDING Includes seeding and all necessary activities. | m2 | 200 | 9.1563 | 1831.264 |  | 0.17891 | 40
11.07.00.00/01 | MANTENAINCE OF ROADS AND PLATFORMS AFTER CONSTRUCTION PERIOD Maintenance of the access roads and platforms, in any layer, after conclusion of civil works. | Month | 1 | 6932.6423 | 6932.6423 |  | 0 | 40
11.05.00.00/01 | TEMPORARY AND PERMANENT SIGNS Supply and installation according to the design criteria and the local/federal codes. | ls | 0 | 0 | 0
11.08.00.00/01 | ROADSIDE BARRIERS: METAL W-BEAM ROAD GUARDRAIL Supply and installation of metal W-beam road guardrail according to the design criteria and the local/federal codes. | m | 0 | 0 | 0
11.03.04.00/01 | GATES: STEEL FRAMEWORKS Supply and installation of steel frameworks - galvanized finishing - as per the design | each | 1 | 5833.8839 | 5833.8839 |  | 9.5971 | 40
11.03.03.00/01 | FENCE CHAIN LINK NET ON POSTS: GALVANIZED FINISHING Supply and installation of fence chain link net on posts with galvanized finishing, according to the design | m | 1450 | 62.7862 | 91039.982 |  | 0.33215 | 40
20.01.03.00.01 | EXCAVATION AND BACKFILLING (INCLUDING SAND BED, IF NECESSARY ACCORDING TO THE DESIGN) FOR TYPICAL MV TRENCH OF - 80 x 30 CM (MIN) - ONLY EARTH | m | 1250 | 23.8653 | 29831.6177 |  | 0.20913 | 40
20.01.03.00.02 | EXCAVATION AND BACKFILLING (INCLUDING SAND BED, IF NECESSARY ACCORDING TO THE DESIGN) FOR OTHER EARTH TRENCH | m | 0 | 0 | 0
20.01.04.00.17 | TYPICAL ROAD CROSSING OF SOLAR MV TRENCH 1-2CR-RC - 120 x 70 CM (MIN) - FOR N.1-2 THREE-PHASE MV LINE (SOLUTION WITH CONCRETE ENVELOPE, ACCORDING TO THE DESIGN) | m | 0 | 0 | 0
20.01.04.00.18 | TYPICAL ROAD CROSSING OF SOLAR MV TRENCH 3CRBI-RC - 140 x 70 CM (MIN) - FOR N.3-4 THREE-PHASE MV LINE (SOLUTION WITH CONCRETE ENVELOPE, ACCORDING TO THE DESIGN) | m | 0 | 0 | 0
20.01.04.00.19 | TYPICAL ROAD CROSSING OF SOLAR MV TRENCH 5CRBI-RC - 140 x 100 CM (MIN) - FOR N.5-6 THREE-PHASE MV LINE (SOLUTION WITH CONCRETE ENVELOPE, ACCORDING TO THE DESIGN) | m | 0 | 0 | 0
20.01.04.00.20 | TYPICAL ROAD CROSSING OF SOLAR LV-AC TRENCH 1C-RC 80 x 40 CM (SOLUTION WITH CONCRETE ENVELOPE, ACCORDING TO THE DESIGN) | m | 0 | 0 | 0
20.01.04.00.21 | TYPICAL ROAD CROSSING OF SOLAR LV-AC TRENCH 2C-RC 80 x 60 CM (SOLUTION WITH CONCRETE ENVELOPE, ACCORDING TO THE DESIGN) | m | 0 | 0 | 0
20.01.04.00.22 | TYPICAL ROAD CROSSING OF SOLAR LV-AC TRENCH 3C-RC 80 x 80 CM (SOLUTION WITH CONCRETE ENVELOPE, ACCORDING TO THE DESIGN) | m | 0 | 0 | 0
20.01.04.00.23 | ADDITIONAL PRICE TO ITEM 20.01.04.00.22 FOR EACH THREE-PHASES LV LINE MORE IN THE SAME ROW | m | 0 | 0 | 0
20.01.04.00.24 | TYPICAL ROAD CROSSING OF SOLAR LV-AC TRENCH 4CBI-RC 90 x 60 CM (SOLUTION WITH CONCRETE ENVELOPE, ACCORDING TO THE DESIGN) | m | 0 | 0 | 0
20.01.04.00.25 | TYPICAL ROAD CROSSING OF SOLAR LV-AC TRENCH 6CBI-RC 90 x 80 CM (SOLUTION WITH CONCRETE ENVELOPE, ACCORDING TO THE DESIGN) | m | 0 | 0 | 0
20.01.04.00.26 | TYPICAL ROAD CROSSING OF SOLAR LV-AC TRENCH 8CBI-RC 90 x 100 CM (SOLUTION WITH CONCRETE ENVELOPE, ACCORDING TO THE DESIGN) | m | 0 | 0 | 0
20.01.04.00.27 | ADDITIONAL PRICE TO ITEM 20.01.04.00.26 FOR EACH THREE-PHASES LV LINE MORE IN 2 ROW | m | 0 | 0 | 0
20.01.04.00.28 | TYPICAL ROAD CROSSING OF SOLAR LV-DC TRENCH Cu2-RC 60 x 40 CM (SOLUTION WITH CONCRETE ENVELOPE, ACCORDING TO THE DESIGN) | m | 0 | 0 | 0
20.01.04.00.29 | TYPICAL ROAD CROSSING OF SOLAR LV-DC TRENCH Cu4-RC 80 x 65 CM (SOLUTION WITH CONCRETE ENVELOPE, ACCORDING TO THE DESIGN) | m | 0 | 0 | 0
20.01.04.00.30 | ADDITIONAL PRICE TO ITEM 20.01.04.00.29 FOR EACH THREE-PHASES LV LINE MORE IN THE SAME ROW | m | 0 | 0 | 0
20.01.04.00.31 | TYPICAL ROAD CROSSING OF SOLAR LV-DC TRENCH Cu 6BI-RC 70 x 50 CM (SOLUTION WITH CONCRETE ENVELOPE, ACCORDING TO THE DESIGN) | m | 0 | 0 | 0
20.01.04.00.32 | TYPICAL ROAD CROSSING OF SOLAR LV-DC TRENCH Cu 8BI-RC 65 x 60 CM (SOLUTION WITH CONCRETE ENVELOPE, ACCORDING TO THE DESIGN) | m | 0 | 0 | 0
20.01.04.00.33 | ADDITIONAL PRICE TO ITEM 20.01.04.00.32 FOR EACH THREE-PHASES LV LINE MORE IN 2 ROW | m | 0 | 0 | 0
20.01.08.00.01 | EXCAVATION AND BACKFILLING (INCLUDING SAND BED, IF NECESSARY ACCORDING TO THE DESIGN) FOR TYPICAL MV TRENCH 1C - 110 x48 CM (MIN) - N.1 THREE-PHASE MV LINE | m | 780 | 50.3769 | 39293.9562 |  | 0.40942 | 40
20.01.08.00.02 | EXCAVATION AND BACKFILLING (INCLUDING SAND BED, IF NECESSARY ACCORDING TO THE DESIGN) FOR TYPICAL MV TRENCH 2C - 110 x 80 CM (MIN) - N.2 THREE-PHASE MV LINES | m | 0 | 0 | 0
20.01.08.00.03 | EXCAVATION AND BACKFILLING (INCLUDING SAND BED, IF NECESSARY ACCORDING TO THE DESIGN) FOR TYPICAL MV TRENCH 3C - 110 x 110 CM (MIN) - N.3 THREE-PHASE MV LINES | m | 0 | 0 | 0
20.01.08.00.04 | EXCAVATION AND BACKFILLING (INCLUDING SAND BED, IF NECESSARY ACCORDING TO THE DESIGN) FOR TYPICAL MV TRENCH 4C - 110 x 140 CM (MIN) - N.4 THREE-PHASE MV LINES | m | 0 | 0 | 0
20.01.08.00.05 | EXCAVATION AND BACKFILLING (INCLUDING SAND BED, IF NECESSARY ACCORDING TO THE DESIGN) FOR TYPICAL MV TRENCH 4CBI - 120 x 80 CM (MIN) - N.4 THREE-PHASE MV LINES IN 2 ROW | m | 0 | 0 | 0
20.01.08.00.06 | EXCAVATION AND BACKFILLING (INCLUDING SAND BED, IF NECESSARY ACCORDING TO THE DESIGN) FOR OTHER MV TRENCH | m | 0 | 0 | 0
20.01.09.00.01 | EXCAVATION AND BACKFILLING (INCLUDING SAND BED, IF NECESSARY ACCORDING TO THE DESIGN) FOR TYPICAL LV-AC TRENCH 1C 85 x 40 CM (MIN) | m | 2438 | 34.2525 | 83507.5589 |  | 0.48131 | 40
20.01.09.00.02 | EXCAVATION AND BACKFILLING (INCLUDING SAND BED, IF NECESSARY ACCORDING TO THE DESIGN) FOR TYPICAL LV-AC TRENCH 2C 85 x 40 CM (MIN) | m | 0 | 0 | 0
20.01.09.00.03 | EXCAVATION AND BACKFILLING (INCLUDING SAND BED, IF NECESSARY ACCORDING TO THE DESIGN) FOR TYPICAL LV-AC TRENCH 3C 85 x 60 CM (MIN) | m | 0 | 0 | 0
20.01.09.00.04 | ADDITIONAL PRICE TO ITEM 20.01.09.00.03 FOR EACH THREE-PHASES LV LINE MORE IN THE SAME ROW | m | 0 | 0 | 0
20.01.09.00.05 | EXCAVATION AND BACKFILLING (INCLUDING SAND BED, IF NECESSARY ACCORDING TO THE DESIGN) FOR TYPICAL LV-AC TRENCH 4C 100 x 40 CM (MIN) | m | 206 | 47.9111 | 9869.6863 |  | 0.79778 | 40
20.01.09.00.06 | EXCAVATION AND BACKFILLING (INCLUDING SAND BED, IF NECESSARY ACCORDING TO THE DESIGN) FOR TYPICAL LV-AC TRENCH 6C 100 x 60 CM (MIN) | m | 0 | 0 | 0
20.01.09.00.07 | EXCAVATION AND BACKFILLING (INCLUDING SAND BED, IF NECESSARY ACCORDING TO THE DESIGN) FOR TYPICAL LV-AC TRENCH 8C 100 x 80 CM (MIN) | m | 0 | 0 | 0
20.01.09.00.08 | ADDITIONAL PRICE TO ITEM 20.01.09.00.07 FOR EACH THREE-PHASES LV LINE MORE IN 2 ROW | m | 0 | 0 | 0
20.01.09.00.09 | EXCAVATION AND BACKFILLING (INCLUDING SAND BED, IF NECESSARY ACCORDING TO THE DESIGN) FOR TYPICAL LV-DC TRENCH Cu1 55 x 50 CM (MIN) | m | 0 | 0 | 0
20.01.09.00.10 | EXCAVATION AND BACKFILLING (INCLUDING SAND BED, IF NECESSARY ACCORDING TO THE DESIGN) FOR TYPICAL LV-DC TRENCH Cu4 55 x 60 CM (MIN) | m | 0 | 0 | 0
20.01.09.00.11 | ADDITIONAL PRICE TO ITEM 20.01.09.00.10 FOR EACH THREE-PHASES LV LINE MORE IN THE SAME ROW | m | 0 | 0 | 0
20.01.09.00.12 | EXCAVATION AND BACKFILLING (INCLUDING SAND BED, IF NECESSARY ACCORDING TO THE DESIGN) FOR TYPICAL LV-DC TRENCH Cu6BI 65 x 50 CM (MIN) | m | 0 | 0 | 0
20.01.09.00.13 | EXCAVATION AND BACKFILLING (INCLUDING SAND BED, IF NECESSARY ACCORDING TO THE DESIGN) FOR TYPICAL LV-DC TRENCH Cu8BI 65 x 60 CM (MIN) | m | 0 | 0 | 0
20.01.09.00.14 | ADDITIONAL PRICE TO ITEM 20.01.09.00.14 FOR EACH THREE-PHASES LV LINE MORE IN 2 ROW | m | 0 | 0 | 0
20.07.01.00.01 | INTERNAL DEPTH=1,00 M (INTERNAL PLAN DIMENSIONS 1,00X1,00 M) | each | 0 | 0 | 0
20.07.01.00.02 | INTERNAL DEPTH=1,00 M (INTERNAL PLAN DIMENSIONS 1,00X1,50 M) | each | 0 | 0 | 0
20.07.01.00.03 | INTERNAL DEPTH=1,50 M (INTERNAL PLAN DIMENSIONS 1,50X2,00 M) | each | 0 | 0 | 0
20.07.01.00.04 | INTERNAL DEPTH=1,50 M (INTERNAL PLAN DIMENSIONS 2,00X2,00 M) | each | 0 | 0 | 0
20.07.01.00.05 | INTERNAL ANY DEPTH AND PLAN DIMENTIONS | each | 0 | 0 | 0
20.07.02.00/01 | SUPPLY AND INSTALLATION OF REINFORCED FIBER PLASTIC PITS: INTERNAL DEPTH UP TO 1000 MM ; INTERNAL PLAN DIMENSIONS 1000x1000 MM | each | 0 | 0 | 0
20.07.02.00/02 | SUPPLY AND INSTALLATION OF REINFORCED FIBER PLASTIC PITS: INTERNAL DEPTH UP TO 1000 MM ; INTERNAL PLAN DIMENSIONS 1000x1500 MM | each | 0 | 0 | 0
20.07.02.00/03 | SUPPLY AND INSTALLATION OF REINFORCED FIBER PLASTIC PITS: INTERNAL DEPTH UP TO 1500 MM ; INTERNAL PLAN DIMENSIONS 1500x2000 MM | each | 0 | 0 | 0
20.07.02.00/04 | SUPPLY AND INSTALLATION OF REINFORCED FIBER PLASTIC PITS: INTERNAL DEPTH UP TO 1500 MM ; INTERNAL PLAN DIMENSIONS 2000x2000 MM | each | 0 | 0 | 0
20.07.02.00/05 | SUPPLY AND INSTALLATION OF REINFORCED FIBER PLASTIC PITS: ANY DEPTH AND INTERNAL PLAN DIMENTIONS - AS PER DESIGN | each | 0 | 0 | 0
02.02.00.00/01 | HORIZONTAL DIRECTIONAL DRILLING (HDD): CABLES/PIPES/CONDUITS DIAMETER 4 INCHES / 100 MM | m | 0 | 0 | 0
02.02.00.00/02 | HORIZONTAL DIRECTIONAL DRILLING (HDD): CABLES/PIPES/CONDUITS DIAMETER > 4 TO 8 INCHES / 100 TO 200 MM | m | 0 | 0 | 0
02.02.00.00/03 | HORIZONTAL DIRECTIONAL DRILLING (HDD): CABLES/PIPES/CONDUITS DIAMETER > 8 TO 12 INCHES / 200 TO 250 MM | m | 0 | 0 | 0
11.14.00.00/01 | CLEANING UP EXPLOSIVES AND REMNANTS OF WAR | m2 | 0 | 0 | 0
| If applicable, as per project constraints. |  | 0 | 0 | 0
02.01.01.00/04 | VEGETAL SUPPRESSION, AREA CLEARING AND STRIPPING Removal of all obstructions such as vegetation (Manual and Machanized), trees of having any circumference, shrubs, boulders and/or other debris. Included loading, transportation up to final destination, unloading, spreading. | m2 | 0 | 0 | 0
02.01.02.00/01 | TOPSOIL EXCAVATION Removal of topsoil layer, any depth, including loading, transportation, unloading and spreading. Topsoil should be stockpiled for later reuse as needed. | m2 | 4500 | 4.9052 | 22073.2715 |  | 0.087629 | 40
11.04.02.00/01 | LOADING, TRANSPORTING AND SPREADING OF TOPSOIL LAYERS FROM ON-SITE STORAGE FOR RESTORATION New transportation of topsoil material to a specific area by ENEL request, spreading, compaction | m3 | 1800 | 17.0046 | 30608.2698 |  | 0.25011 | 40
11.04.02.00/02 | LOADING, TRANSPORTING AND SPREADING OF IMPORTED BY QUARRY TOPSOIL LAYERS FOR RESTORATION Supply, transportation of topsoil material to a specific area by ENEL request, spreading, compaction | m3 | 0 | 0 | 0
02.01.05.00/04 | EXCAVATION IN SOIL Excavation in soil, any depth, with mechanical means "dozer" and "scraper" including loading and transport to usage location or authorized dump to any distance, spreading, natural compaction and geometrical embankment conformation according to the design. Including testing as prescribed. | m3 | 1260 | 12.4264 | 15657.3072 |  | 0.31066 | 40
02.04.02.00/04 | EXCAVATION IN ROCKY SOILS BY HAMMERING Excavation in rocky soil, any depth, with hammer demolition equipment including loading and transport to usage location or authorized dump to any distance, spreading, natural compaction and geometrical embankment conformation according to the design. Including testing as prescribed. | m3 | 0 | 0 | 0
02.04.01.00/04 | EXCAVATION IN ROCKY SOILS BY CONTROLLED BLASTING Excavation in rocky soil, any depth, with massive blasting including loading and transport to usage location or authorized dump to any distance, spreading, natural compaction and geometrical embankment conformation according to the design. Including testing as prescribed. | m3 | 0 | 0 | 0
03.01.00.00/03 | PREPARATION OF THE SUBGRADE Compaction and assessment of the subgrade layer: any slope. Including testing as prescribed. | m2 | 4500 | 3.2963 | 14833.2384 |  | 0.047407 | 40
03.03.00.00/01 | EMBANKMENT: MATERIAL FROM ON-SITE EXCAVATION OR ON-SITE STORAGE Execution with material from on-site excavation or on-site storage, according to drawings and technical specifications. Including compaction and testing as prescribed. | m3 | 600 | 9.1563 | 5493.792 |  | 0.19391 | 40
03.03.00.00/07 | EMBANKMENT: MATERIAL IMPORTED FROM QUARRY OR CHUSHING PLANT AS PER DESIGN Execution with material from quarry or crushing plant, according to drawings and technical specifications. Including supply, loading, transportation, spreading, compaction and testing as prescribed. | m3 | 1000 | 41.8575 | 41857.463 |  | 0.17144 | 40
02.06.00.00/03 | LOADING, TRANSPORTATION, DISPOSAL AND STORAGE OF EXCAVATED MATERIAL: INERT WASTE LANDFILL/RECYCLING PLANT Loading and transport at any distance for not-dangerous soils and rocks, spreading, natural compaction and geometrical embankment conformation according to the design. All duties including additional tests required by the dump. Any disposal compensations/fees arising from the landfill/recycling plants and/or third party. | m3 | 660 | 39.2414 | 25899.3052 |  | 0.71853 | 40
02.06.00.00/05 | LOADING, TRANSPORTATION, DISPOSAL AND STORAGE OF EXCAVATED MATERIAL: HAZARDOUS LANDFILL/RECYCLING PLANT Loading and transport at any distance for dangerous soils and rocks, spreading, natural compaction and geometrical embankment conformation according to the design. All duties including additional tests required by the dump. Any disposal compensations/fees arising from the landfill/recycling plants. | m3 | 0 | 0 | 0
04.02.00.00/04 | AGGREGATE SUB-BASE: MATERIAL TYPE AS PER THE DESIGN Execution of road and crane pad aggregate sub-base with material as per design and technical specifications (from on-site excavation, crushing plant or imported from quarry). Including excavation/production, loading, transportation up the usage location, spreading, compaction and testing. | m3 | 2460 | 65.4023 | 160889.6234 |  | 0.22227 | 40
04.02.00.00/08 | AGGREGATE BASE: MATERIAL TYPE AS PER THE DESIGN Execution of road and crane pad aggregate base with material as per design and technical specifications (crushing plant or imported from quarry). Including excavation/production, loading, transportation up the usage location, spreading, compaction and testing. | m3 | 720 | 119.0322 | 85703.1555 |  | 0.34153 | 40
03.07.00.00/04 | CEMENT STABILIZATION: ANY TYPE OF CEMENT, PERCENTAGE BY WEIGHT ACCORDING THE DESIGN Material supply, placement and compaction, and testing. Includes preliminary testing for determining cement dosage based on moisture content. | m3 | 0 | 0 | 0
05.01.04.00/04 | GEO-SYNTHETICS: GEOTEXTILES Supply and installation of geotextiles for reinforcement with weight per unit area according to the design in the whole width of the roads and pads, as shown on the drawings, including ancillary material for overlapping and proper installation. | m2 | 6950 | 9.8103 | 68181.8831 |  | 0.045259 | 40
04.03.01.01/01 | SURFACE COURSE: CONCRETE PAVING Supply and installation of concrete finishing according to the design criteria and the local/federal codes. | m3 | 0 | 0 | 0
04.03.02.00/01 | SURFACE COURSE: ASPHALT FOR BINDER COURSE Supply and installation of asphalt finishing according to the design criteria and the local/federal codes. | m3 | 0 | 0 | 0
04.03.02.00/02 | SURFACE COURSE: ASPHALT FOR WEARING COURSE Supply and installation of asphalt finishing according to the design criteria and the local/federal codes. | m3 | 0 | 0 | 0
07.03.01.00/03 | EXCAVATION OF DRAINAGE CANAL/DITCHES AND RETENTION/LAMINATION BASINS: ANY KIND OF SOIL AND ANY DEPTH Any form, including excavation, surface preparation, soil disposal and transportation to dump including all activities necessary before the linning | m3 | 0 | 0 | 0
07.03.04.00/01 | LINING OF DRAINAGE CANAL/DITCHES: GEOTEXTILE LINING Supply and installation of geotextile lining (all activities included, except excavation) | m2 | 0 | 0 | 0
07.03.04.00/02 | LINING OF DRAINAGE CANAL/DITCHES: CONCRETE LINING Supply and installation of concrete lining (all activities included, except excavation) | m2 | 0 | 0 | 0
07.06.01.00/02 | CONCRETE CONNECTION PITS - NON-REINFORCED/REINFORCED: INNER DIMENSION 50 X 50 CM - PRECAST Supply and installation of concrete connection pits: inner dimension 50 x 50 cm - precast (all works included; also excavation and backfilling with on-site material) | each | 0 | 0 | 0
07.06.01.00/05 | CONCRETE CONNECTION PITS - NON-REINFORCED/REINFORCED: INNER DIMENSION 100 X 100 CM - PRECAST Supply and installation of precast concrete connection pits (including excavation and backfilling with on-site material, also concrete upper slab with the hole for the manhole cover - circle D60 or square 60x60cm; manhole not included). | each | 10 | 654.0229 | 6540.2286 |  | 1.7256 | 40
07.06.04.00/02 | CAST IRON LIDS/MANHOLE COVERS FOR PITS: 50 x 50 CM Supply and installation of cast iron lids/manhole covers for pits: internal size 50x50 cm | each | 0 | 0 | 0
07.06.04.00/03 | CAST IRON LIDS/MANHOLE COVERS FOR PITS: 60 x 60 CM (OR D60) Supply and installation of cast iron lids/manhole covers for pits: internal size D60 or 60x60 cm | each | 0 | 0 | 0
07.05.02.00/03 | REINFORCED CONCRETE PIPES: DN 600 - NPS 24 Supply and installation of reinforced concrete pipes (all works included, also excavation; closest dimension shall be applied) | m | 50 | 261.6091 | 13080.4572 |  | 0.66523 | 40
07.05.02.00/04 | REINFORCED CONCRETE PIPES: DN 800 - NPS 32 Supply and installation of reinforced concrete pipes (all works included, also excavation; closest dimension shall be applied) | m | 20 | 327.0114 | 6540.2286 |  | 0.62529 | 40
07.05.02.00/05 | REINFORCED CONCRETE PIPES: DN 1000 - NPS 40 Supply and installation of reinforced concrete pipes (all works included, also excavation; closest dimension shall be applied) | m | 0 | 0 | 0
07.05.02.00/12 | REINFORCED BOX CULVERTS: NOMINAL WIDTH 1600 MM - 64 IN Supply and installation of reinforced concrete box culverts (all works included, also excavation; closest dimension shall be applied) | m | 0 | 0 | 0
07.05.02.00/14 | REINFORCED BOX CULVERTS: AS PER DESIGN Supply and installation of reinforced concrete box cuverts (all works included, also excavation; closest dimension shall be applied) | m | 0 | 0 | 0
07.07.01.00/02 | INCLINED DRAINAGE DITCHES - AS PER DESIGN: SECTION AREA OF 0,3 M2 UP 1 M2 Any form, any material (stones, concrete, etc.) including excavation, surface preparation, soil disposal and transportation to dump, backfilling compaction, lining as well as supply and installation of all materials and accessory components necessary for the correct implementation and functioning. In case of concrete lining consider a thickness of 15 cm for no reinforced section and 8 cm for reinforced section (with rebars included). | m | 0 | 0 | 0
07.07.02.00/03 | HYDRAULIC ENERGY DISSIPATOR: AS PER DESIGN Any material (stones, concrete, etc.) Surface preparation, soil disposal and transportation to dump, backfilling compaction, lining as well as supply and installation of all materials and accessory components necessary for the correct implementation and functioning. | m3 | 0 | 0 | 0
07.07.03.00/02 | CLOSED GUTTER SEGMENT: SECTION AREA OF 0.3 M2 TO 1 M2 Supply of materials and execution according to the design. Includes cut/fill, grading, surface preparation, execution. | m | 0 | 0 | 0
07.07.06.00/01 | RIP-RAP PROTECTION Supply of materials and execution according to the design. Includes excavation and backfilling, grading, surface preparation, execution. | m3 | 0 | 0 | 0
07.07.05.00/01 | CONCRETE CURB/SIDEWALK Any form, including excavation, surface preparation, soil disposal and transport to backfill, backfill compaction, lean concrete base, as well as supply and installation of all materials and ancillary components necessary for correct implementation and functioning. | m | 0 | 0 | 0
02.06.00.00/03 | LOADING, TRANSPORTATION, DISPOSAL AND STORAGE OF EXCAVATED MATERIAL: INERT WASTE LANDFILL/RECYCLING PLANT Loading and transport at any distance for not-dangerous soils and rocks, spreading, natural compaction and geometrical embankment conformation according to the design. All duties including additional tests required by the dump. Any disposal compensations/fees arising from the landfill/recycling plants and/or third party. | m3 | 0 | 0 | 0
02.06.00.00/05 | LOADING, TRANSPORTATION, DISPOSAL AND STORAGE OF EXCAVATED MATERIAL: HAZARDOUS LANDFILL/RECYCLING PLANT Loading and transport at any distance for dangerous soils and rocks, spreading, natural compaction and geometrical embankment conformation according to the design. All duties including additional tests required by the dump. Any disposal compensations/fees arising from the landfill/recycling plants. | m3 | 0 | 0 | 0
02.01.05.00/04 | EXCAVATION IN SOIL Excavation in soil, any depth, with mechanical means "dozer" and "scraper" including loading and transport to usage location or authorized dump to any distance, spreading, natural compaction and geometrical embankment conformation according to the design. Including testing as prescribed. | m3 | 0 | 0 | 0
02.04.02.00/04 | EXCAVATION IN ROCKY SOILS BY HAMMERING Excavation in rocky soil, any depth, with hammer demolition equipment including loading and transport to usage location or authorized dump to any distance, spreading, natural compaction and geometrical embankment conformation according to the design. Including testing as prescribed. | m3 | 0 | 0 | 0
02.04.01.00/04 | EXCAVATION IN ROCKY SOILS BY CONTROLLED BLASTING Excavation in rocky soil, any depth, with massive blasting including loading and transport to usage location or authorized dump to any distance, spreading, natural compaction and geometrical embankment conformation according to the design. Including testing as prescribed. | m3 | 0 | 0 | 0
03.01.00.00/03 | PREPARATION OF SUBGRADE Compaction and assessment of the subgrade layer. Including testing as prescribed. | m2 | 0 | 0 | 0
03.05.03.01/04 | BACKFILLING BY SOIL MATERIAL FROM ON-SITE EXCAVATION OR ON-SITE STORAGE - ANY DEPTH This activity involves placing and compacting soil in layers, with suitable excavated materials or quarry materials supplied by the Contractor and in compliance with the design/project documents or as defined by EGP. Included loading, transportation, spreading, compaction. | m3 | 0 | 0 | 0
08.02.00.00/02 | CONCRETE MIXTURE: SUPPLY AND POURING - COMPRESSION STRENGTH 2200 PSI / C12/15 Supply, transportation, placement and testing according to the design and the TS, including ancillary works (vibration, formworks of any type, curing activities, etc.).. | m3 | 0 | 0 | 0
08.02.00.00/06 | CONCRETE MIXTURE: SUPPLY AND POURING - COMPRESSION STRENGTH 3500 PSI / C20/25 Supply, transportation, installation and testing of concrete according to the design and the TS, including ancillary works (vibration, formworks of any type, curing activities, etc.). | m3 | 0 | 0 | 0
08.04.00.00/01 | STEEL REINFORCEMENTS: REBARS GRADE 60 (ASTM A615) / B450 C Supply, transportation, installation and testing according to the design and the TS, including ancillary works. | kg | 0 | 0 | 0
11.02.00.00/01 | GABIONS AND GABION MATRESSES FILLED WITH ON-SITE MATERIAL Supply of all necessary materials, transportation, preparation of installation area,installation of gabions, backfilling, disposal of exeeding materials | m3 | 0 | 0 | 0
11.02.00.00/02 | ADDITIONAL PRICE TO 11.02.00.00/01 FOR MATERIAL IMPORTED FROM QUARRY Additional price if stones come from quarry. It is included supply and transportation to the site. | m3 | 0 | 0 | 0
11.13.00.00/01 | REINFORCED EARTH WALL Supply of all necessary materials, transportation, preparation of installation area,installation, backfilling, disposal of exeeding materials | m3 | 0 | 0 | 0
09.01.01.00/02 | DEMOLITION OF CONCRETE STRUCTURES, REINFORCED CONCRETE Demolition of all materials included inside the buildings/structures/civil works, as well as proper separation and disposal according to technical specifications | m3 | 0 | 0 | 0
09.01.02.00/04 | DISMANTLING AND RE-INSTALATION OF THE SAME FENCES Same typology according to existing fence. Including supply of all necessary materials, transportation and dismantling/re-installation works. | m | 0 | 0 | 0
09.01.03.00/01 | MASONRY DEMOLITION Demolition of all materials included inside the buildings/structures/civil works, as well as proper separation and disposal according to technical specifications | m3 | 0 | 0 | 0
09.01.04.00/01 | DEMOLITION OF STEEL STRUCTURES, MECHANICAL EQUIPMENTS, STEEL PIPING AND ELECTRICAL CABLES Demolition of all materials included inside the buildings/structures/civil works, as well as proper separation and disposal according to technical specifications | kg | 0 | 0 | 0
09.01.05.00/01 | ROADS, LOT AND OUTDOOR WORK DEMOLITION Demolition of all materials composing the road section including ditches, culvert, pipes, asphalt, base, subbase, pits, signs, concrete, retaining wall, etc., as well as proper separation and disposal according to technical specifications | m3 | 0 | 0 | 0
02.06.00.00/03 | LOADING, TRANSPORTATION, DISPOSAL AND STORAGE OF EXCAVATED MATERIAL: INERT WASTE LANDFILL/RECYCLING PLANT Loading and transport at any distance for not-dangerous soils and rocks, spreading, natural compaction and geometrical embankment conformation according to the design. All duties including additional tests required by the dump. Any disposal compensations/fees arising from the landfill/recycling plants and/or third party. | m3 | 0 | 0 | 0
02.06.00.00/05 | LOADING, TRANSPORTATION, DISPOSAL AND STORAGE OF EXCAVATED MATERIAL: HAZARDOUS LANDFILL/RECYCLING PLANT Loading and transport at any distance for dangerous soils and rocks, spreading, natural compaction and geometrical embankment conformation according to the design. All duties including additional tests required by the dump. Any disposal compensations/fees arising from the landfill/recycling plants. | m3 | 0 | 0 | 0
11.04.04.00/01 | SEEDING GRASS AND PLANTS: HYDRO-SEEDING Includes seeding and all necessary activities. | m2 | 0 | 0 | 0
11.07.00.00/01 | MANTENAINCE OF ROADS AND PLATFORMS AFTER CONSTRUCTION PERIOD Maintenance of the access roads and platforms, in any layer, after conclusion of civil works. | month | 2 | 6932.6423 | 13865.2846 |  | 0 | 40
11.05.00.00/01 | TEMPORARY AND PERMANENT SIGNS Supply and installation according to the design criteria and the local/federal codes. | ls | 0 | 0 | 0
11.08.00.00/01 | ROADSIDE BARRIERS Supply and installation of metal W-beam road guardrail according to the design criteria and the local/federal codes. | m | 0 | 0 | 0
11.03.04.00/01 | GATES: STEEL FRAMEWORKS - GALVANIZED Supply and installation of gate wih steel frameworks - galvanized finishing - as per the design | each | 0 | 0 | 0
11.03.04.00/03 | GATES: WOOD FRAMEWORKS Supply and installation of gate wih wood frameworks - as per the design | each | 0 | 0 | 0
11.10.00.00/01 | PAVEMENT MARKINGS WITH ACRYLIC-BASED PAINT Supply, transportation, cleaning of the road surface, pre-marking and painting | m2 | 0 | 0 | 0
11.08.01.00/02 | DOUBLE FACE JERSEY SHAPE CONCRETE BARRIERS (PRECAST OR CAST IN SITU) - AS PER DESIGN Supply, transportation, installation | m | 0 | 0 | 0
11.11.00.00/02 | ROAD STUDS (SMALL SIZE) Supply, transportation, installation | each | 0 | 0 | 0
11.12.00.00/01 | SPEED BUMPS AND SPEED HUMPS - AS PER DESIGN Supply, transportation, installation | each | 0 | 0 | 0
| If applicable, as per project constraints. |  | 0 | 0 | 0
21.01.01.03/00 | MV AL Cable 1x95mm2 [Q] - Supply | m | 0 | 0 | 0
21.01.01.04/00 | MV AL Cable 1x95mm2 [Q] - Installation/Laying | m | 0 | 0 | 0
21.01.01.05/00 | MV AL Cable 1x120mm2 [Q] - Supply | m | 0 | 0 | 0
21.01.01.06/00 | MV AL Cable 1x120mm2 [Q] - Installation/Laying | m | 0 | 0 | 0
21.01.01.07/00 | MV AL Cable 1x150mm2 [Q] - Supply | m | 0 | 0 | 0
21.01.01.08/00 | MV AL Cable 1x150mm2 [Q] - Installation/Laying | m | 0 | 0 | 0
21.01.01.09/00 | MV AL Cable 1x185mm2 [Q] - Supply | m | 0 | 0 | 0
21.01.01.10/00 | MV AL Cable 1x185mm2 [Q] - Installation/Laying | m | 0 | 0 | 0
21.01.01.11/00 | MV AL Cable 1x240mm2 [Q] - Supply | m | 2600 | 19.6207 | 51013.783
21.01.01.12/00 | MV AL Cable 1x240mm2 [Q] - Installation/Laying | m | 2600 | 7.1943 | 18705.0538 |  | 0.16986 | 40
21.01.01.13/00 | MV AL Cable 1x300mm2 [Q] - Supply | m | 0 | 0 | 0
21.01.01.14/00 | MV AL Cable 1x300mm2 [Q] - Installation/Laying | m | 0 | 0 | 0
21.01.01.15/00 | MV AL Cable 1x400mm2 [Q] - Supply | m | 0 | 0 | 0
21.01.01.16/00 | MV AL Cable 1x400mm2 [Q] - Installation/Laying | m | 0 | 0 | 0
21.01.01.17/00 | MV AL Cable 1x500mm2 [Q] - Supply | m | 0 | 0 | 0
21.01.01.18/00 | MV AL Cable 1x500mm2 [Q] - Installation/Laying | m | 0 | 0 | 0
21.01.01.19/00 | MV AL Cable 1x630mm2 [Q] - Supply | m | 0 | 0 | 0
21.01.01.20/00 | MV AL Cable 1x630mm2 [Q] - Installation/Laying | m | 0 | 0 | 0
21.01.02.95/00 | MV Cable terminations - up to 300mm2 [Q] - Supply | Quantity | 21 | 523.2183 | 10987.584
21.01.02.96/00 | MV Cable terminations - from 400mm2 to 630mm2 [Q] - Supply | Quantity | 0 | 0 | 0
21.01.02.97/00 | MV Cable terminations - [Q] - Installation | Quantity | 21 | 706.9987 | 14846.9729 |  | 17.175 | 40
21.01.03.05/00 | MV Cable joint 1x95mm2 [Q] - Supply | Quantity | 0 | 0 | 0
21.01.03.07/00 | MV Cable joint 1x120mm2 [Q] - Supply | Quantity | 0 | 0 | 0
21.01.03.09/00 | MV Cable joint 1x150mm2 [Q] - Supply | Quantity | 0 | 0 | 0
21.01.03.11/00 | MV Cable joint 1x185mm2 [Q] - Supply | Quantity | 0 | 0 | 0
21.01.03.13/00 | MV Cable joint 1x240mm2 [Q] - Supply | Quantity | 0 | 0 | 0
21.01.03.15/00 | MV Cable joint 1x300mm2 [Q] - Supply | Quantity | 0 | 0 | 0
21.01.03.17/00 | MV Cable joint 1x400mm2 [Q] - Supply | Quantity | 0 | 0 | 0
21.01.03.19/00 | MV Cable joint 1x500mm2 [Q] - Supply | Quantity | 0 | 0 | 0
21.01.03.21/00 | MV Cable joint 1x630mm2 [Q] - Supply | Quantity | 0 | 0 | 0
21.01.03.40/00 | MV Cable joints [Q] - Installation | Quantity | 0 | 0 | 0
21.01.01.79/00 | Complete MV Cable System with all accessories installed [Q] - Test | n. tratte di cavo | 0 | 0 | 0
21.01.07.01/00 | CU Solar Cable 1x4mm2 [Q] - Supply | m | 3139 | 0.73708 | 2313.7059
21.01.07.03/00 | CU Solar Cable 1x6mm2 [Q] - Supply | m | 6000 | 1.068 | 6408.116
21.01.07.05/00 | CU Solar Cable 1x10mm2 [Q] - Supply | m | 88000 | 1.9621 | 172662.0348
21.01.07.08/00 | CU Solar Cables up to 10 mm2[Q] - Installation/Laying | m | 97139 | 1.3604 | 132144.7432 |  | 0.032759 | 40
21.01.07.13/00 | CU Solar Cable 1x185mm2 [Q] - Supply | m | 0 | 0 | 0
21.01.07.14/00 | CU Solar Cable 1x240mm2 [Q] - Supply | m | 0 | 0 | 0
21.01.07.15/00 | CU Solar Cable 1x300mm2 [Q] - Supply | m | 0 | 0 | 0
21.01.07.16/00 | CU Solar Cables from 185 to 300 mm2 [Q] - Installation/Laying | m | 0 | 0 | 0
21.01.08.07/00 | Solar Connectors [Q] - Supply | Quantity | 2279 | 5.6 | 12762.4
21.01.08.08/00 | Solar Connectors [Q] - Installation | Quantity | 2279 | 4.8 | 10939.2 |  | 0.11625 | 40
21.01.07.11/00 | Complete Solar Cable System with all accessories installed [Q] - Test | Quantity of Strings | 0 | 0 | 0
21.01.04.17/00 | LV Unshielded AL Cable 1x240mm2 [Q] - Supply | m | 0 | 0 | 0
21.01.04.19/00 | LV Unshielded AL Cable 1x300mm2 [Q] - Supply | m | 0 | 0 | 0
21.01.04.21/00 | LV Unshielded AL Cable 1x400mm2 [Q] - Supply | m | 9000 | 17.0046 | 153041.349
21.01.04.90/00 | LV Unshielded AL Cables [Q] - Installation/Laying | m | 9000 | 5.2322 | 47089.6459 |  | 0.12705 | 40
21.01.04.23/00 | LV Unshielded AL Cable 3x25mm2 [Q] - Supply | m | 0 | 0 | 0
21.01.04.24/00 | LV Unshielded AL Cable 3x25mm2 [Q] - Installation/Laying | m | 0 | 0 | 0
21.01.05.45/00 | LV Unshielded Cable terminations [Q] - Supply | Quantity | 180 | 32.7011 | 5886.2057
21.01.05.46/00 | LV Unshielded Cable terminations [Q] - Installation | Quantity | 180 | 20.2747 | 3649.4476 |  | 0.48187 | 40
21.01.04.99/00 | Complete LV Cable System with all accessories installed [Q] - Test | n tratte di cavo | 0 | 0 | 0
21.01.09.91/00 | LV aux cables [L] - Supply | set | 1 | 2616.0914 | 2616.0914
21.01.09.92/00 | LV aux cables [L] - Installation/Laying | set | 1 | 7194.2515 | 7194.2515 |  | 179.8563 | 40
21.01.10.91/00 | LV aux Cable terminations [L] - Supply | set | 1 | 654.0229 | 654.0229
21.01.10.92/00 | LV aux Cable terminations [L] - Installation | set | 1 | 706.9987 | 706.9987 |  | 17.675 | 40
21.01.09.94/00 | Complete LVaux Cable System with all accessories installed [L] - Test | n tratte di cavo | 0 | 0 | 0
21.01.12.65/00 | I&C Cables (Unshielded, Shielded Single & Multiple Twisted Pairs, Serial Ethernet, RS485, RJ45, Coaxial) [Q] - Supply | m | 50 | 7.8483 | 392.4137
21.01.12.66/00 | I&C Cables (Unshielded, Shielded Single & Multiple Twisted Pairs, Serial Ethernet, RS485, RJ45, Coaxial) [Q] - Installation/Laying | m | 50 | 5.2322 | 261.6091 |  | 0.13055 | 40
21.01.12.37/00 | I&C Cable fiber optic (12 pairs) [Q] - Supply | m | 970 | 6.5402 | 6344.0217
21.01.12.39/00 | I&C Cable fiber optic (1 pair) [Q] - Supply | m | 0 | 0 | 0
21.01.12.67/00 | I&C Cable fiber optic (1 Pair,12 pairs) [Q] - Installation/Laying | m | 970 | 13.0805 | 12688.0435 |  | 0.32601 | 40
21.01.13.51/00 | I&C Cable Terminations (Unshielded, Shielded Single & Multiple Twisted Pairs, Serial Ethernet, RS485, RJ45, Coaxial) [Q] - Supply | Quantity | 12 | 3.9241 | 47.0896
21.01.13.52/00 | I&C Cable Terminations (Unshielded, Shielded Single & Multiple Twisted Pairs, Serial Ethernet, RS485, RJ45, Coaxial) [Q] - Installation | Quantity | 12 | 5.2322 | 62.7862 |  | 0.1308 | 40
21.01.13.31/00 | I&C Cable termination fiber optic (1 pair) [Q] - Supply | Quantity | 0 | 0 | 0
21.01.13.29/00 | I&C Cable termination fiber optic (12 pairs) [Q] - Supply | Quantity | 12 | 78.4827 | 941.7929
21.01.13.32/00 | I&C Cable termination fiber optic (1 pair) [Q] - Installation | Quantity | 0 | 0 | 0
21.01.13.30/00 | I&C Cable termination fiber optic (12 pairs) [Q] - Installation | Quantity | 12 | 170.0459 | 2040.5513 |  | 4.2511 | 40
21.01.12.56/00 | Complete I&C unshielded cable system with all accessories installed [L] - Test | n tratte di cavo | 0 | 0 | 0
21.01.12.58/00 | Complete I&C shielded twisted pairs (single and multiple) cable system with all accessories installed [L] - Test | n tratte di cavo | 0 | 0 | 0
21.01.12.62/00 | Complete I&C serial connection ethernet cable system with all accessories installed [L] - Test | n tratte di cavo | 0 | 0 | 0
21.01.12.60/00 | Complete I&C coaxial cable system with all accessories installed [L] - Test | n tratte di cavo | 0 | 0 | 0
21.01.12.63/00 | Complete I&C fiber optic (1 and 12 pairs) cable system with all accessories installed [Q] - Test | n tratte di cavo | 0 | 0 | 0
21.02.07.02/00 | Supply and installation of a complete cable hanger system, with all accessories needed [Q] | m | 0 | 0 | 0
21.03.01.05/00 | Earthing bare copper conductor 35mm2 [Q] - Supply | m | 1200 | 9.8103 | 11772.4115
21.03.01.07/00 | Earthing bare copper conductor 35mm2 [Q] - Installation | m | 1200 | 7.8 | 9360 |  | 0.19375 | 40
21.03.01.09/00 | Earthing bare copper conductor 50mm2 [Q] - Supply | m | 0 | 0 | 0
21.03.01.11/00 | Earthing bare copper conductor 50mm2 [Q] - Installation | m | 0 | 0 | 0
21.03.01.13/00 | Earthing bare copper conductor 70mm2 [Q] - Supply | m | 6200 | 12.4264 | 77043.8928
21.03.01.15/00 | Earthing bare copper conductor 70mm2 [Q] - Installation | m | 6200 | 7.8 | 48360 |  | 0.19375 | 40
21.03.01.17/00 | Earthing bare copper conductor 95 mm2 [Q] - Supply | m | 0 | 0 | 0
21.03.01.19/00 | Earthing bare copper conductor 95 mm2 [Q] - Installation | m | 0 | 0 | 0
21.03.01.21/00 | Earthing bare copper conductor 120mm2 [Q] - Supply | m | 50 | 37.9351 | 1896.7565
21.03.01.23/00 | Earthing bare copper conductor 120mm2 [Q] - Installation | m | 50 | 11.1189 | 555.9459
21.03.03.41/00 | Earthing connection compression clamp [Q] - Supply | Quantity | 200 | 9.1563 | 1831.264
21.03.03.42/00 | Earthing connection compression clamp [Q] - Installation | Quantity | 200 | 14.3885 | 2877.7006 |  | 0.33471 | 40
21.03.04.01/00 | Pit and earth electrode D: 15mm - L: 1.5m [Q] - Supply | Quantity | 10 | 78.4827 | 784.8274
21.03.04.02/00 | Pit and earth electrode D: 15mm - L: 1.5m [Q] - Installation | Quantity | 10 | 104.6437 | 1046.4366 |  | 2.5911 | 40
21.03.06.27/00 | Earthing Cable terminations [Q] - Supply | Quantity | 500 | 13.0805 | 6540.2286
21.03.06.28/00 | Earthing Cable terminations [Q] - Installation | Quantity | 500 | 12.4264 | 6213.2172 |  | 0.28566 | 40
21.03.07.01/00 | Complete Earthing System testing [L] - Test | set | 0 | 0 | 0
21.06.01.25/00 | Fire resistant anti-rodent barrier and sealing crossing [Q] - Supply | m2 | 10 | 65.4023 | 654.0229
21.06.01.26/00 | Fire resistant anti-rodent barrier and sealing crossing [Q] - Installation | m2 | 10 | 85.023 | 850.2297 |  | 2.1006 | 40
21.06.01.29/00 | Active anti-rodent System [L] - Supply | set | 1 | 7500 | 7500
21.06.01.30/00 | Active anti-rodent System [L] - Installation | set | 1 | 780 | 780 |  | 19.5 | 40
21.07.01.01/00 | Control & recording system unit [Q] - Supply | Quantity | 1 | 9156.32 | 9156.32
21.07.01.02/00 | Control & recording system unit [Q] - Installation | Quantity | 1 | 2773.0569 | 2773.0569 |  | 63.0764 | 40
21.07.01.03/00 | CCVT panel HMI [Q] - Supply | Quantity | 1 | 1962.0686 | 1962.0686
21.07.01.04/00 | CCVT panel HMI [Q] - Installation | Quantity | 1 | 1517.333 | 1517.333 |  | 36.6833 | 40
21.07.01.05/00 | Power distribution panel [Q] - Supply | Quantity | 10 | 1831.264 | 18312.6401
21.07.01.06/00 | Power distribution panel [Q] - Installation | Quantity | 10 | 1321.1262 | 13211.2618 |  | 32.7782 | 40
21.07.01.07/00 | Cabling (cables, connections, terminations) [Q] - Supply | Quantity | 1500 | 5.2322 | 7848.2743
21.07.01.08/00 | Cabling (cables, connections, terminations) [Q] - Installation | Quantity | 1500 | 4.709 | 7063.4469 |  | 0.11647 | 40
21.07.01.09/00 | Conduit [Q] - Supply | Quantity | 1500 | 10.4644 | 15696.5486
21.07.01.10/00 | Conduit [Q] - Installation | Quantity | 1500 | 6.017 | 9025.5155 |  | 0.14968 | 40
21.07.01.21/00 | Security camera outdoor [Q] - Supply | Quantity | 30 | 3270.1143 | 98103.4289
21.07.01.22/00 | Security camera outdoor [Q] - Installation | Quantity | 30 | 510.1378 | 15304.1349 |  | 10.7534 | 40
21.05.04.01/00 | Street light pole 4m [Q] - Supply | Quantity | 15 | 196.2069 | 2943.1029
21.05.04.02/00 | Street light pole 4m [Q] - Installation | Quantity | 15 | 758.6665 | 11379.9977 |  | 15.9667 | 40
| Video surveillance and anti-intrusion system Test | set | 0 | 0 | 0
21.08.01/00 | Patch panels [Q] - Supply | Quantity | 4 | 2616.0914 | 10464.3657
21.08.02/00 | Patch panels [Q] - Installation | Quantity | 4 | 1386.5285 | 5546.1138 |  | 34.4132 | 40
21.08.03/00 | FO switch [Q] - Supply | Quantity | 4 | 3924.1372 | 15696.5486
21.08.04/00 | FO switch [Q] - Installation | Quantity | 4 | 2014.3904 | 8057.5616 |  | 49.3598 | 40
21.13.03.01/00 | Surge arrester three poles for MV cable termination [Q] - Supply | Quantity | 0 | 0 | 0
21.13.03.02/00 | Surge arrester three poles for MV cable termination [Q] - Installation | Quantity | 0 | 0 | 0
21.13.04.01/00 | Wireless Temperature Cable Monitoring System (TCMS) [Q] - Supply | Quantity | 0 | 0 | 0
21.13.04.02/00 | Wireless Temperature Cable Monitoring System (TCMS) [Q] - Installation | Quantity | 0 | 0 | 0
21.13.05.01/00 | Pyranometers of Field Monitoring System - Supply | Quantity | 8 | 0 | 0
21.13.05.02/00 | Module Temperature Sensors of Field Monitoring System - Supply | Quantity | 6 | 0 | 0
21.13.05.03/00 | Soiling Devices of Field Monitoring System - Supply | Quantity | 2 | 0 | 0
21.13.05.04/00 | Dataloggers for Field Monitoring System (excluding LV aux power cables) - Supply | Quantity | 2 | 0 | 0
21.13.05.05/00 | Installation and Wiring of sensors and dataloggers of Field Monitoring System - Installation | Set | 1 | 0 | 0
21.13.05.06/00 | Central Meteorological Towers (including all the equipment and excluding LV aux power cables) - Supply | Quantity | 1 | 0 | 0
21.13.05.07/00 | Secondary Meteorological Towers (including all the equipment and excluding LV aux power cables) - Supply | Quantity | 1 | 0 | 0
21.13.05.08/00 | Installation and Wiring of Meteorological Towers - Installation | Set | 1 | 118718.2294 | 118718.2294 |  | 430.4557 | 40
21.19.01.33/00 | PV Complete TC [Q] - Installation and Interconnection | Quantity | 3 | 6409.424 | 19228.2721 |  | 97.7356 | 40
21.19.01.04/00 | String Inverters installation with all accessories requested [Q] | Quantity | 27 | 1936.1837 | 52276.9602 |  | 27.1546 | 40
21.19.01.30/00 | PCU/TC Fiscal Produced Energy Meetering System (Outdoor) [Q] - Supply | Quantity | 3 | 3270.1143 | 9810.3429
21.19.01.31/00 | PCU/TC Fiscal Produced Energy Meetering System (Outdoor) [Q] - Installation | Quantity | 3 | 824.0688 | 2472.2064 |  | 16.8517 | 40
21.19.01.18/00 | PV Modules String Cabling [Q] - installation | N modules | 15390 | 2.7469 | 42274.7296 |  | 0.063672 | 40
21.20.00.03/00 | SUPPLY of vibrated reinforced concrete DELIVERY CABIN (CABINA di CONSEGNA) in accordance with the local Regulation of TSO (in Italy is E-Distribuzione Technical Specification DG 2061) - Consisting of two rooms: MV Room, measurement room. Including all the following main and auxiliary components: - Fiscal Energy Meetering System - Lighting systems - Earthing system - MV, LV and communication cables -[Q] - Supply - Elevation structure and foundation (including excavation, backfilling, disposal, and concretes), ground zero slab all fully completed at civil level as indicated in the specification. Earthworks and drainages for platform and area finishing (e.g. sidewalk if needed) excluded. | Quantity | 1 | 107259.7489 | 107259.7489
21.20.00.13/00 | SUPPLY MV SWG (Switchgear) for DELIVERY CABIN | Quantity | 1 | 0 | 0
21.20.00.04/00 | Installation and interconnection of vibrated reinforced concrete DELIVERY CABIN (CABINA di CONSEGNA) - Including all types of connections from outside the cabin: MV cables, LV cables, communication and control and primary earth grid, if necessary also consider self-shrinking joints for in-out connection with the cabin on existing line | Quantity | 1 | 10856.7795 | 10856.7795 |  | 196.4195 | 40
21.20.00.05/00 | Supply and internal connections of vibrated reinforced concrete USER CABIN (CABINA UTENTE) according to paragraphs PPP.PVP.MVC.02 MV DISTRIBUTION CENTER and PPP.PVP.MVC.03 MV CENTER ENCLOSURE and IEC 62271-202 with IAC A Certification - Consisting of three rooms: MV room, transformer aux room, LV+SCADA room. Electrical part: All main and auxiliary components contained in the cabin: - Protection System Equipment (SPG/DG + SPI/DI + DDR) - Fiscal Energy Meetering System - Gas vent channel MV SWG - Fire detection system - Air conditioning system - Anti-rodent system - Normal and emergency lighting system internal and external - Transformation room ventilation system - Normal + Emergency FM sockets - MV, LV, communication and control cables - Earthing system - Any other necessary components - Elevation structure and foundation (including excavation, backfilling, disposal, and concretes), ground zero slab all fully completed at civil level as indicated in the specification. Earthworks and drainages for platform and area finishing (e.g. sidewalk if needed) excluded. | Quantity | 1 | 313930.9724 | 313930.9724
21.20.00.06/00 | USER CABIN - MV SWG IAC AFLR GIS FREE or AIR (including CCI + GSM module) - Supply [Q] | Quantity | 1 | 0 | 0
21.20.00.07/00 | USER CABIN - Auxiliary transformer - Supply [Q] | Quantity | 1 | 0 | 0
21.20.00.08/00 | USER CABIN LV AUX distribution panel - Supply [Q] UPS + Battery in accordance with IEC 016 - Supply [Q] Fiscal&Total Produced Energy Meetering System (To be Installed in the measurement room of delivery cabin) - Supply [Q] Fiscal Absorbed Energy Meetering System (LV AUX side) - Supply [Q] I&C communication panel - Supply [Q] | Quantity | 1 | 0 | 0
21.20.00.09/00 | Installation and interconnection of USER CABIN (CABINA UTENTE) - Including Plant SCADA cabinet (Out of scope of sup) and all types of connections from outside the cabin: MV cables, LV cables, communication and control, primary earth grid, I&C Communication panel. - Installation | Quantity | 1 | 14780.9166 | 14780.9166 |  | 282.0229 | 40
21.20.00.10/00 | SUPPLY of vibrated reinforced concrete SECTIONING CABIN (CABINA DI SEZIONAMENTO) in accordance with the local Regulation of TSO (in Italy is E-Distribuzione Technical Specification DG 2061) - Including all the following main and auxiliary components: - Lighting systems - Earthing system - MV, LV and communication cables -[Q] - Supply | Quantity | 0 | 0 | 0
21.20.00.12/00 | SUPPLY MV SWG (Switchgear) for SECTIONING CABIN (CABINA DI SEZIONAMENTO) |  | 0 | 0 | 0
21.20.00.11/00 | Installation and interconnection of vibrated reinforced concrete SECTIONING CABIN (CABINA DI SEZIONAMENTO) - Including all types of connections from outside the cabin: MV cables, LV cables, communication and control and primary earth grid. | Quantity | 0 | 0 | 0
| PV Delivery Cabin Test | n Cabin | 0 | 0 | 0
21.01.01.81/00 | MV Cables - 3X visible helix cable - [Q] - Supply | m | 4400 | 67.701 | 297884.4807
21.01.01.82/00 | MV Cables - 3X visible helix cable - [Q] - Installation/Laying | m | 4400 | 45.7816 | 201439.0406 |  | 0.94454 | 40
21.01.02.95/00 | MV Cable terminations - up to 300mm2 [Q] - Supply | Quantity | 6 | 654.0229 | 3924.1372
21.01.02.97/00 | MV Cable terminations - [Q] - Installation | Quantity | 6 | 771.747 | 4630.4818 |  | 18.9187 | 40
21.01.03.39/00 | MV Cable joints [Q] - Supply | Quantity | 17.6 | 588.6206 | 10359.7221
21.01.03.40/00 | MV Cable joints [Q] - Installation | Quantity | 17.6 | 850.2297 | 14964.043 |  | 20.9307 | 40
21.01.12.37/00 | I&C Cable fiber optic (12 pairs) [Q] - Supply | m | 4400 | 7.8483 | 34532.407
21.01.13.29/00 | I&C Cable termination fiber optic (12 pairs) [Q] - Supply | Quantity | 10 | 196.2069 | 1962.0686
21.01.12.67/00 | I&C Cable fiber optic (1 Pair,12 pairs) [Q] - Installation/Laying | m | 4400 | 9.1563 | 40287.8081 |  | 0.22235 | 41
21.01.13.30/00 | I&C Cable termination fiber optic (12 pairs) [Q] - Installation | Quantity | 10 | 143.885 | 1438.8503 |  | 3.5721 | 40
02.02.00.00/01 | HORIZONTAL DIRECTIONAL DRILLING (HDD): CABLES/PIPES/CONDUITS DIAMETER 4 INCHES / 100 MM | m | 0 | 0 | 0
02.02.00.00/02 | HORIZONTAL DIRECTIONAL DRILLING (HDD): CABLES/PIPES/CONDUITS DIAMETER > 4 TO 8 INCHES / 100 TO 200 MM | m | 0 | 0 | 0
02.02.00.00/03 | HORIZONTAL DIRECTIONAL DRILLING (HDD): CABLES/PIPES/CONDUITS DIAMETER > 8 TO 12 INCHES / 200 TO 250 MM | m | 0 | 0 | 0
02.02.00.00/04 | HORIZONTAL DIRECTIONAL DRILLING (HDD): CABLES/PIPES/CONDUITS DIAMETER > 12 INCHES / 250 MM - Installation | m | 180 | 327.0114 | 58862.0573
20.01.08.00.xx | EXCAVATION AND BACKFILLING (INCLUDING SAND BED, IF NECESSARY ACCORDING TO THE DESIGN, REPLACING OF ROAD LAYERS - IF ANY- ALWAYS INCLUDED) FOR TYPICAL MV TRENCH 1C - 110 x48 CM (MIN) - N.1 THREE-PHASE MV LINE - Installation | m | 4400 | 93.9798 | 413511.1506 |  | 1.2245 | 40
21.23.01.03/00 | Electrical Diesel generator 100kVA [Q] - Supply | Quantity | 0 | 0 | 0
21.23.01.04/00 | Electrical Diesel generator 100kVA [Q] - Installation | Quantity | 0 | 0 | 0
| Complete Electrical Tracker Installation - Engines, Electronic Systems and batteries (LV aux power and I&C cables excluded) [Q] | N° Trackers | 195 | 261.6091 | 51013.783 |  | 6.5402 | 40
| MECHANICAL ASSEMBLY OF TRACKERS STRUCTURES (PV PANELS INSTALLATION EXCLUDED) -1x30 Including all materials (e.g. coupling nuts and bolts, anchor bolts with specially provided inserts, expansion bolts, welding materials, shims, etc.) and activities necessary to carry out the mechanical installation (e.g. drillings; renovation of hot-dip galvanizing according to the structure manufacturer, if removed/damaged during installation; installation of motor, drive arm mechanism, dampers, spring and any other device necessary for the perfect functioning of the structure; implementation of defense procedures during construction phasis; etc.) | N° Trackers | 21 | 343.8808 | 7221.4974 |  | 7.0215 | 41
| MECHANICAL ASSEMBLY OF TRACKERS STRUCTURES (PV PANELS INSTALLATION EXCLUDED) -1x60 Including all materials (e.g. coupling nuts and bolts, anchor bolts with specially provided inserts, expansion bolts, welding materials, shims, etc.) and activities necessary to carry out the mechanical installation (e.g. drillings; renovation of hot-dip galvanizing according to the structure manufacturer, if removed/damaged during installation; installation of motor, drive arm mechanism, dampers, spring and any other device necessary for the perfect functioning of the structure; implementation of defense procedures during construction phasis; etc.) | N° Trackers | 30 | 687.7617 | 20632.8498 |  | 15.0419 | 42
| MECHANICAL ASSEMBLY OF TRACKERS STRUCTURES (PV PANELS INSTALLATION EXCLUDED) -1x90 Including all materials (e.g. coupling nuts and bolts, anchor bolts with specially provided inserts, expansion bolts, welding materials, shims, etc.) and activities necessary to carry out the mechanical installation (e.g. drillings; renovation of hot-dip galvanizing according to the structure manufacturer, if removed/damaged during installation; installation of motor, drive arm mechanism, dampers, spring and any other device necessary for the perfect functioning of the structure; implementation of defense procedures during construction phasis; etc.) | N° Trackers | 144 | 1031.6425 | 148556.5183 |  | 22.6894 | 43
| RAMMING Including all machinery and ancillary activities necessary to carry out the work and testing, as prescribed | each | 1831.2 | 57.4496 | 105201.6715 |  | 0.47765 | 47
| PRE-DRILLED AND RAMMING Including all machinery and ancillary activities necessary to carry out the work and testing, as prescribed | each | 523.2 | 104.9933 | 54932.5186 |  | 0.72903 | 48
| DRILLING AND CONCRETING: DRILLING DIAMETER (150 mm < Æ ≤ 200 mm) Including all machinery, drilling/excavation in any material, soil disposal and trasportation to dump, croncreting and all ancillary activities necessary to carry out the work (e.g. tests, as prescribed) | m | 392.4 | 160.5209 | 62988.3958 |  | 1.1331 | 49
| Supply of spare parts for EMBOP as per Technical Specification | ls | 1 | 91424.4876 | 91424.4876
| Items listed in the document PSC/ESS for health, safety and environmental measures tailored for the Project | ls | 1 | 70000 | 70000
| HSE Plans: Health & Safety Plan Risk Assesment Lifting Plan Excavation Plan Environmental Plan Environmentali risk Assessment Waste Management Plan Storm Water Management Plan Erosion Management Plan Emergency Plan Traffic management Plan | ls | 1 | 23544.8229 | 23544.8229
| Active Safety Device to avoid collision or accidents | num | 1 | 0 | 0
| As per Linea guida security rev03 + Elenco elementi security BoQ | ls | 1 | 52060.2196 | 52060.2196